## Category Price Sheet
#VALUE!
Part Number | 08.31.26 List Price | Description | Unit of Measure | Inner Box Qty | Master Case Qty | Pallet Qty | Weight By Item in Pounds | Inner Box Dimensions in Inches | UPC Number
Category- Safety/PPE Products
1000C | 7.5 | 1000C - Contractor Safety Glasses..Clear Lens with Black Frame (12/bx) | Each | 12 | 192 | N/A | 0.95 | 10.5 x 6.5 x 4" | N/A
1000S | 7.5 | 1000S - Contractor Safety Glasses..Smoke Colored Lens with Black Frame (12/box) | Each | 12 | 192 | N/A | 0.95 | 10.5 x 6.5 x 4" | N/A
1100C | 15 | 1100 C - Contractor Safety Glasses..Clear Bi Focal Lens with Black Frame (12/box).. | Each | 12 | 192 | N/A | 0.95 | 10.5 x 6.5 x 4" | N/A
1100S | 15 | 1100S - Contractor Safety Glasses..Smoke Colored Bi-Focal Lens with Black Frame (12/box) | Each | 12 | 192 | N/A | 0.95 | 10.5 x 6.5 x 4" | N/A
1200C | 5 | 1200C Economy Contractor Safety Glasses..Clear Lens and Frame (12/box) | Each | 12 | 192 | N/A | 0.95 | 10.5 x 6.5 x 4" | N/A
1200S | 5 | 1200S Economy Contractor Safety Glasses..Smoke Lenses (12/box) | Each | 12 | 192 | N/A | 0.95 | 10.5 x 6.5 x 4" | N/A
1300D | 0 | 1300D - Contractor Safety Glass Display..Holds 6 pair of glasses | Each | 1 | 1 | N/A | 0.95 |  | N/A
6336 | 2.5 | 6336 - Brown Jersey Gloves - One Size Fits All | Box | 12 | 300 | N/A | 4 | 12 x 6 x 6” | N/A
10051 | 14.1 | 10051 - LED Pen Light with Magnetic Clip (Red) | Each | 1 | 96 | N/A | 1.05 | 6" x 5" x 7" | 86000978508
KN95 | 3 | KN95 - N95-Mask/Respirator Filters 95% of particles | Each | 1 Box | 10 Boxes | N/A | 0.2 | 8 x 5 x 3” | N/A
KP1012 | 31 | KP1012 Gel Knee Pad with Adjustable Straps-One Size Fits All | Each | 1 Pair | 10 Pairs | N/A | 1.35 | 11 x 4 x 16.5 | 860009978515
SC1011 | 19 | SC1011 - Plumber's Kneeling Pad..14.5 x 10.5 x 1" Thick | Each | 1 | N/A | N/A | 0.25 | 14 x 9 x 1” | N/A
Category- Plumbing Specialty Items
1319 | 1.1 | 1319 - 3/8" IPS F&C Plate CP Plastic | Each | 12 |  |  | 0.15 | 4 x 2.5 x 2.75” | 745557932076
1319W | 0.3 | 1319W-3/8" IPS F&C Plate CP Plastic White | Each | 12
1319WB | 0.3 | 1319WB-3/8" IPS F&C Plate CP Plastic White Bulk Pack | Each | 100
1320 | 1.46 | 1320 - 1/2" IPS F&C Plate CP Plastic..(12 per bag) | Each | 12 |  |  | 0.2 | 4 x 2.75 x 2.75” | 745557932168
1320W | 0.36 | 1320W - 1/2" IPS F & C Place White..(12 per bag) | Each | 12 |  |  | 0.15 | 4 x 2.5 x 2.75” | N/A
1320WB | 0.36 | 1320WB - 1/2" IPS F&C Plate - White Plastic (100/Bag) | Each | 100 |  |  | 0.2 | 4 x 2.75 x 2.75” | N/A
1321 | 1.48 | 1321 - 3/4" IPS F&C Plate CP Plastic..(12 per bag) | Each | 12 |  |  | 0.25 | 4.5 x 3.25 x 3.25” | 745557932236
1321W | 1.6 | 1321W - 3/4" IPS F & C Plate White for IPS..(12 per bag) | Each | 12 |  |  | 0.25 | 4.5 x 3.25 x 3.25” | N/A
1322 | 1.58 | 1322 - 1" F&C Plate CP Plastic..(12 per bag) | Each | 12 |  |  | 0.25 | 4.5 x 3.25 x 3.25” | 745557932250
1322W | 1.36 | 1322W - 1" IPS F & C Plate White for IPS..(12 per bag) | Each | 12 |  |  | 0.25 | 4.5 x 3.25 x 3.25” | N/A
1323 | 2.3 | 1323 - 1-1/4" IPS F&C Plate CP Plastic..(12 per bag) | Each | 12 |  |  | 0.35 | 4.75 x 4 x 3.75” | N/A
1323W | 1.1 | 1323W - 1 1/4" IPS F &C Plate White..(12 per bag) | Each | 12 |  |  | 0.35 | 4.75 x 4 x 3.75” | 745557932267
1324 | 2.5 | 1324 - 1-1/2" IPS F&C Plate CP Plastic..(12 per pack) | Each | 12 | 1200 |  | 0.4 | 4 x 4 x 4” | 745557932311
1324W | 1.3 | 1324W - 1 1/2" IPS F & C Plate White..(12 per bag) | Each | 12 |  |  | 0.4 | 4 x 4 x 4” | N/A
1325 | 2.6 | 1325 - 2" F&C Plate CP Plastic..(12 per bag) | Each | 12 |  |  | 0.5 | 4.5 x 4.75 x 4.5” | 745557932342
1325W | 2.3 | 1325W - 2" IPS F & C Plate White..(12 per bag) | Each | 12 |  |  | 0.5 | 4.5 x 4.75 x 4.5” | N/A
1333 | 1.2 | 1333 - 1/2" Nom for CWT F&C Plate CP Plastic | Each | 12 | 1500 |  | 0.2 | 4 x 2.5 x 2.5” | 745557932397
1333W | 0.3 | 1333W-1/2" Nom for CWT F&C Plate CP Plastic White | Each | 12 | 1500 |  | 0.2
1333WB | 0.3 | 1333WB-1/2" Nom for CWT F&C Plate CP Plastic White Bulk Pack | Each | 100
1334 | 1.46 | 1334 - 3/4" Nom for CWT F&C Plate CP Plastic | Each | 12 | 1500 |  | 0.2 | 4 x 2.75 x 2.75” | 745557932427
1334W | 0.3 | 1334W- 3/4" Nom for CWT F&C Plate CP Plastic White | Each | 12
1334WB | 0.3 | 1334WB- 3/4" Nom for CWT F&C Plate CP Plastic White Bulk Pack | Each | 100
1335 | 1.5 | 1335 - 1" Nom for CWT F&C Plate CP Plastic | Each | 12 |  |  | 0.25 | 4.25 x 3.25 x 3.25 | 745557932434
1335W | 0.88 | 1335W - 1" Nominal F & C Plate White for CWT | Each | 12 | 1400 |  | 0.25 | 4.25 x 3.25 x 3.25 | 745557932861
1336 | 2.2 | 1336 - 1-1/4" Nom for CWT F&C Plate CP Plastic | Each | 12 |  |  | 0.35 | 4.25 x 3.25 x 3” | 745557932441
1337 | 2.4 | 1337 - 1-1/2" Nom for CWT F&C Plate CP Plastic | Each | 12 |  |  | 0.35 | 4.75 x 4 x 3.5” | 745557932465
1337W | 1.66 | 1337W - 1 1/2" Nominal F & C Plate White for CWT | Each | 12 |  |  | 0.35 | 4.75 x 4 x 3.5” | 745557932489
1338 | 2.5 | 1338 - 2" Nom for CWT F&C Plate CP Plastic | Each | 12 |  |  | 0.45 | 4.25 x 4 x 4” | N/A
1338W | 1.88 | 2" Nominal F & C Plate White for CWT | Each | [5 empty] | N/A
1529 | 0.26 | 1529 1/2" Galvanized 2-Hole Pipe Strap | Each | 100 | 1500 |  | 1.6 | 11 x 10 x 1” | N/A
1530 | 0.3 | 1530 3/4" Galvanized Two Hole Pipe Strap | Each | 100 | 1000 |  | 1.85 | 11 x 10 x 1” | N/A
1531 | 0.46 | 1531 1" Galvenized 2-Hole Pipe Strap | Each | 100 | 500 |  | 3.15 | 11 x 10 x 2” | N/A
1532 | 0.8 | 1532 1 1/4" Galvanized 2-Hole Pipe Strap | Each | 50 | 500 |  | 3.35 | 11 x 10 x 3” | N/A
1533 | 0.8 | 1533 1 1/2" Galvanized 2-Hole Pipe Strap | Each | 50 | 400 |  | 4 | 11 x 10 x 4” | N/A
1534 | 1 | 1534 2" Galvanized 2-Hole Pipe Strap | Each | 50 | 80 |  | 4.85 | 11 x 10 x 5” | N/A
1638 | 2.76 | 1638 - 28ga 3/4 x 10' Ft Roll Hanger Iron Galvanized (50 per box) | Each | 1 | 1 |  | 0.35 | 3 x .75 x 3” | N/A
1664A | 2.52 | Sewer Relief Plug 1.5” | Each | 1 | 24 |  | 12 | 3 x 3 x 3” | N/A
1664B | 4.7 | Sewer Relief Plug 3” | Each | 1 | 12 |  | 18 | 3.5 x 3.5 x 3.5” | N/A
1664C | 5.2 | Sewer Relief Plug 4” | Each | 1 | 6 |  | 12 | 4.5 x 4.5 x 4.5” | N/A
1664D | 4.76 | Sewer Relief Plug 3.5” | Each | 1 | 6 |  | 9 | 4 x 4 x 4” | N/A
1664E | 2.8 | Sewer Relief Plug 2” | Each | 1 | 24 |  | 18 | 3.5 x 3.5 x 3.5” | N/A
1664F | 3.3 | Sewer Relief Plug 2.5” | Each | 1 | 12 |  | 12 | 3 x 3 x 3” | N/A
2110 | 0.76 | 2110 - 1/4" x 2 1/4" Brass Plated Steel Closet Bolt Set (25 prs/bx) | Pair | 25 | 400 |  | 2.2 | 5 x 5 x 4” | N/A
2110BO | 3.66 | 2110BO - 1/4" x 2-1/4" Solid Brass Closet Bolt Set with Break Off Bolts (25 prs/bx).. | Pair | 25 | 400 |  | 3.25 | 7 x 5 x 5” | 745557935213
2110C | 1.66 | 2110C Zinc Plated Stell Closet Bolt Set 1/4" x 2-1/4" Bolts with washers, retainer washers, bolt caps and inserts. | Pair | 50 | 400 |  | 6.75 | 13 x10 x5.5” | N/A
2110D | 1.04 | 2110D ZInc Plated Steel Closet Bolt Set with 1/4' x 2-1/4" Bolts, 4 washers, 4 nuts | Pair | 50 | 400 |  | 6.05 | 7 x 6 x 4” | N/A
2111D | 1.5 | 2111D 1/4" X 3-1/2" Brass Plated Closet Bolts, 2 plastic washers, 4 steel washers, 4 steel nuts. | Pair | 50 | 400 |  |  |  | N/A
2112 | 2.02 | 2112 - 5/16" x 2-1/4" Brass Plated Steel Closet Bolt Set (25 prs/bx) | Pair | 25 | 400 |  | 3.25 | 7 x 5 x 5” | 745557935084
2112BO | 5.26 | 2112BO - 5/16" x 2-1/4" Solid Brass Closet Bolt Set with Break Off Bolts (25 prs/bx) | Pair | 25 | 400 |  | 3.25 | 7 x 5 x 5” | 745557935176
2112D | 2.16 | 2112D 5/16" X 2-1/4" Brass Plated Closet Bolts. 2 Holding clips, 4 Steel washers, 4 Steel Nuts | Pair | [5 empty] | N/A
2172 | 1.16 | 2172 - 5/16" x 2-1/2 Nylon Closet Bolt Set (25 prs/bx) | Pair | 25 | 400 |  | 1.5 | 7 x 5 x 5” | 745557935077
2178 | 5.28 | 2178 Close Couple Bolt Sets for Tank to Bowl with 4 rubber washers, 4 brass nuts, and 4 steel washers. | Pair | 50 | 200 |  | 10.85 | 9 x 7 x 4.5” | N/A
4100 | 2.9 | 4100 - 2" Poly Paint Brush (257-2) | Each | 1 | 12 |  | 0.25 | 10 x 2 x 1” | 35162257207
4200 | 3.36 | 4200 - 9" Paint Roller -3/8" Thickness (214-9) | Each | 1 | 50 |  | 0.3 | 9 x 3 x 3” | 741156214001
4300 | 6.76 | 4300 - 9" Poly Paint Tray (9 DOT) | Each | 1 | 12 |  | 0.35 | 15 x 12 x 4” | 740963101726
4400 | 4 | 4400 - 9" Paint Roller Frame Assembly (Econo 9) | Each | 1 | 24 |  | 1 | 13 x 10 x 2” | 77089200126
4500 | 5.5 | 15" Paint/Concrete/Mud Mixer Bit for Drill | Each | 1
4600 | 9 | 11" Stainless Steel Concrete/Mud Trowel with Half Round Notches and Handle | Each | 1
5007 | 2.26 | 5007 - Electrical Tape 3/4" x 60' - Black | Each | 1 | 10 |  | 1.9 | 3 x 3 x 1” | 1140397609
5008 | 12.36 | 5008 Topcat Tape 2" x 55 Yards ..(36 per case) | Roll | 36 | 36 |  |  |  | 745557932519
5009 | 14.44 | 5009 - PVC Pipe Wrap Tape 10 MIL - 2" x 100' | Roll | 6 | 24 |  | 4 | 5 x 5 x 2” | 63439217382
5010 | 29.18 | 5010 - PVC Pipe Wrap Tape 20 MIL - 2" x 100' (24 per case) | Roll |  | 24 |  | 2.15 | 6 x 6 x 2” | 63492173822
5046 | 15.6 | 5046 - Caution Tape 3" x 1000' - Yellow/Black 2 ML (8 per case) | Roll | 1 | 8 |  | 5 | 6 x 6 x 3” | 745557935930
5050 | 11.78 | 5050 - Spectricide Wasp and Hornet Spray 17oz can (12 per box) | Each | 1 | 12 |  | 1.5 | 3.5 x 10 x 3.5 | 71121957153
5120 | 15 | 5120 Thermostatic Mixing Valve Mounting Bracket (For 1-3/16" OD Valve Body) | Each | 1 | 50 |  | 0.5 | 3 x 1.5 x 2” | 745557935862
5121 | 14.5 | 5121 - Thermostatic Mixing Valve Mounting Bracket (For 7/8" OD Valve Body) | Each | 1 | 50 |  |  |  | N/A
5150 | 7 | Copper-Bonded Stub-Out Bracket | Each | 1 | 50
6059 | 2.5 | 6059 1-1/2" Ecomomy Test Plug | Each | 12 | 200 |  | 2.1 | 6 x 4 x 4” | N/A
6068 | 3 | 6068 2" Ecomomy Test Plug | Each | 12 | 100 |  | 3 | 6 x 6 x 4” | N/A
6069 | 5.26 | 6069 3" Economy Test Plug | Each | 12 | 50 |  | 6 | 10 x 6 x 6” | N/A
6084 | 6 | 6084 4" Economy Test Plug | Each | 12 | 50 |  | 10 | 13 x 7 x 7” | N/A
6086 | 14 | 6086 6" Economy Test Plug | Each | 6 | 25 |  | 10 | 13 x 7 x 7” | N/A
200E | 660 | 200E - "Bidetmega" Elongated Bidet Toilet Seat | Each | 1 | 1 |  | 14.5 | 20 x 21 x 6” | 826439000301
6333 | 5 | #2 Cotton All Purpose Shop Towels 12 Count Pack | Each | 1 | 12
6334 | 14 | #2 Cotton All Purpose Shop Towels 4 lbs. | Each | 1 | 6 |  | 4.05 | 12 x 9 x 3”
6335 | 24 | 6335 - 10# Box of Knit Rags | Each | 1 | 1 |  | 5.5 | 12 x 12 x 11” | 691054797048
7400 | 12 | 7400 SnoBol Extra Strength Bowl Cleaner 24 Ounce bottle (12 per case) | Each | 1 | 12 |  | 1.9 | 2.9 x 2.2 x 10.2" | 70881322249
7500 | 11.78 | 7500 - Armaly ProPlus Clamshell Sponge 7-3/8" x 4-3/8" x 2-3/4" Rounded Corners (00010) | Each | 1 | 24 |  | 0.11 | 9 x 5 x 3” | N/A
7600 | 14.1 | 7600 - Cellulose Sponge 7"x3-3/4"x1-3/4" Squared Corners (R80) | Each | 1 | 24 |  | 0.11 | 9 x 5 x 3” | 78572030800
7700 | 8.66 | 7700 Brillo Estracell Commercial Sponge 7.5" x 4 3/8" x 2-1/16" (12 per case) | Each | 1 | 24 |  | 0.11 | 9 x 5 x 3” | 70881500043
7800 | 6.32 | 7800 Armaly ProPlus Utility Sponge..6 1/4" x 4 1/4" x 2 1/8" (12 per case) | Each | 1 | 12 |  |  |  | 70881000093
7900 | 7.3 | 7900 Armaly ProPlus Latex and Grout Sponge 6 1/4" x 4 1/4 x 2 1/8" (6 per case) | Each | 1 | 6 |  |  |  | 70881006026
80100 | 184 | 80100 100' Electrical Cord, 12 Gauge with Lighted Ends (3 per box) | Each | 1 | 3 |  | 39 | 18 x 12 x 12” | 86001159243
8025 | 52 | 8025 25' Extension Cord, 14 Gauge with Lighted Connections (6 per box) | Each | 1 | 4 |  | 27 | 22 x 16 x 6” | 86001159242
8050 | 96 | 8050 50' Extension Cord, 12 Gauge with Lighted Ends (4 per box) | Each | 1 | 6 |  | 15 | 14 x 11 x 11” | 86001159240
AP1414 | 24 | AP1414 Access Panel 14" x 14" | Each | 1 | 25 |  |  |  | 860009978591
AP69 | 9 | AP69 Access Panel 6" x 9" | Each | 1 | 12 |  |  |  | 860009978591
BF4200 | 26 | BF4200 42 Gallon Contractor Grade Trash Bags, 3 mil, black, 20 pcs per box | Box | 1 |  |  |  |  | N/A
BF4550 | 38 | 50Ft. Lay flat water hose with brass connections | Each | 1 |  |  |  |  | 860013861759
BF45100 | 70 | 100ft. Lay Flat Water Hose with Brass Connections | Each | 1 |  |  |  |  | 860013861766
BF5500 | 47 | BF5500 55 Gallon Contractor Grade Trashbags, 3 mil, black, 20 pcs per box | Box | 1 |  |  |  |  | N/A
BF8000 | 44 | BF8000 200 Count Bullfrog Drain Tablets | Each | 1 |  |  |  |  | N/A
BF8020 | 28 | BF8020 Shop Towels 200 Count with Dispensable Box (6 per case) | Box | 1 | 6 |  | 3.25 | 7 x 7 x 12 | 860009978590
C-22 | 12 | C-22 "Duece Duece" Stainless Steel Basket Strainer with Chrome Plated Post, Zinc Lock and Slip Nut | Each | 1 |  |  | 1.5 lb. | 4.5 x 4 x 3” | 860008646743
CMC19 | 12.5 | CMC19 - 80% Alcohol Sanitizer Spray for Hand and Surface (23 oz Bottle - Case Qty 12) | Each | 1 | 12 |  | 1.4 | 9 x 4.5 x 2” | N/A
HDUD | 29 | HDUD Uriblast HD- 1 quart of Heavy Duty Urinal Descaler | Each | 1 | 12 |  | 2.4 | 10 x 4 x 3 | N/A
HTWC | 3.3 | HTWC - Hard Toilet Wedge (Clear) 10 Pcs. Per Bag | Bag | 10 | 200 |  | 0.15 | 7 x 5 x 3 | N/A
LB1000 | 8.5 | LB1000 - Motion Activated Toilet Bowl (Light-LED-8 colors) | Each | 1 |  |  | 0.25 | 2 x 5 x 2” | 51497071370
MRAS-8340B | 97.98 | MRAS-8340B 32" weed/BBQ torch | Each | 1 |  |  | 1.25 | 8 x 4 x 2” | N/A
STWW | 3.3 | STWW - Soft Toilet Wedge (White) (10 Pcs. Per Bag) | Bag | 200 | 1200 |  | 0.65 | 9 x 7 x 5” | N/A
TCSL-61 | 8.06 | TCSL-61 - 2 OZ "Top Cat" NSF 61 Silicone Lubricant | Each | 1 | 12 |  | 0.5 | 6 x 4 x 4” | 745557934414
PP5000 | 4.62 | PP5000 Urinal Screen - Lemon Scented | Each | 34 | 150 |  |  |  | N/A
CESR075H | 2.92 | CESR075H - 3/4" Cooper Tubing 2 pc Extension
CESR100H | 3.96 | CESR100H - 1" Copper Tubing 2 pc/Extension
Category-Instrumentation-Gauges, Thermometers and Accessories
1404 | $24.00 | 1404 0-30PSI Stainless Steel Pressure Gauge with 4.5" Face and 1/4NPT Bottom Connection | Each | [5 empty] | N/A
1406 | $24.00 | 1406 0-60PSI Stainless Steel Pressure Gauge, 4.5" Face with 1/4" NPT Bottom Connection | Each | [5 empty] | N/A
1408 | $43.00 | 1408 0-100PSI Pressure Gauge with 3 1/2" Face. 1/4" MIPT Bottom Connections | Each | 1 | 24 |  |  |  | N/A
1410 | $24.00 | 1410 0-160PSI Stainless Steel Pressure Gauge, 4.5" Face with 1/4" NPT Bottom Connection | Each | 1 | 24 |  |  |  | N/A
1412 | 45 | 1412 0-200PSI Pressure Gauge with 3 1/2" Face. 1/4" MIPT bottom connection | Each | 1 | 24 |  | 0.95 | 5.5 x 6.5 x 2.5” | N/A
1414 | 45 | 1414 0-300PSI Pressure Gauge with 3 1/2" Face. 1/4" MIPT bottom connection | Each | 1 | 24 |  | 0.95 | 5.5 x 6.5 x 2.5” | N/A
1418 | $35.00 | 1418 Bi Metal Threaded Thermowell, 4" Long, 3/4"NPT Connection | Each | [5 empty] | N/A
1420 | $22.00 | 1420 1/2"NPT Carbon Steel, Straight Siphon | Each | [5 empty] | N/A
1421 | $70.00 | 1421 9" Solar Digital Thermometer, -50-320F, with 3.5' Brass Stem | Each | [5 empty] | N/A
1422 | $62.00 | 1422 9" Thermometer, 30F-240F, with adjustable brass 3.5" thermowell, 3/4'NPT Connection | Each | [5 empty] | N/A
1424 | $78.00 | 1424 9" Thermometer 0-120F Adjustable 6" Brass Thermowell, 3/4" NPT Connection | Each | [5 empty] | N/A
1426 | $62.00 | 1426 9" Thermometer 0-120F, 3.5" Adjustable Brass Thermowell, 3/4" NPT Connection | Each | [5 empty] | N/A
1428 | $62.00 | 1428 9" Thermometer, 0-160F, with 3.5" Adjustable Brass Thermowell and 3/4" NPT Brass Connection | Each | [5 empty] | N/A
1430 | $20.00 | 1430 3.5" Brass Thermowell, w/o lagging | Each | [5 empty] | N/A
1432 | $24.00 | 1432 3.5" Brass Thermowell With Lagging | Each | [5 empty] | N/A
6002 | 11 | 6002 0-15LB, 2-1/2" Face Gas Test Gauge with Hex Body and Schrader Valve, 1/10th Lb Increments | Each | 1 | 50 |  | 0.55 | 4 x 3 x 1.5” | N/A
6004 | 86 | 6004 - Diaphragm Gas Test Gauge 0-5# PSI..(Low pressure) with 1/10 increments | Each | 1 | 50 |  | 1.5 | 8 x 7 x 4” | N/A
6004C | 106 | 6004C - *Certified* Diaphragm Gas Test Gauge 0-5# PSI | Each | 1 | 50 |  | 1.5 | 8 x 7 x 4” | N/A
6004E | 78 | 6004E - 0-5# Diaphragm Gast Test Gauge with Hex Body and Air Valve (24 per case) | Each | 1 | 20 |  | 1.5 lb. | 8 x 7 x 4” | N/A
6004EC | 98 | 6004EC -0-5# Diaphragm Gas Test Gauge "Certified" (24 per case) | Each | 1 | 20 |  | 1.5 | 8 x 7 x 4” | 860011592471
6006 | 86 | 6006 - Diaphragm Gas Test Gauge 0-15# PSI (Medium pressure) with 2/10 increments | Each | 1 | 20 |  | 1.35 | 8 x 7 x 4” | N/A
6006C | 106 | 6006C - *Certified* Diaphragm Gas Test Gauge 0-15# PSI | Each | 1 | 20 |  | 1.35 | 8 x 7 x 4” | N/A
6006E | 78 | 6006E - 0-15# Diaphragm Gas Test Gauge with Hex Body and Air Valve (24 per case) | Each | 1 | 20 |  | 1.5 | 8 x 7 x 4” | 860011592471
6006EC | 98 | 6006EC - 0-15# Diphragm Gas Test Gauge Set "Certified" (24 per case) | Each | 1 | 20 |  | 1.5 lb. | 8 x 7 x 4” | 860011592471
6013 | 5.84 | 6013 - 0-30# 2" Face Black Steel Gauge..1/4" NPT Threaded bottom connection | Each | 1 | 100 |  | 0.2 | 3 x 3 x 2” | N/A
6014 | 11 | 6014 - 0-30lb 2" face gauge with Hex Body and Air Valve | Each | 1 | 50 |  | 0.55 | 3 x 3 x 2” | N/A
6015 | 5.84 | 6015 - 0-60# 2" Face Black Steel Gauge..1/4" NPT Threaded bottom connection | Each | 1 | 100 |  | 0.25 | 3 x 1.5 x 3” | N/A
6015GF | 12 | 6015GF 2.5" Glycerin Filled Gauge -15 to 15 PSI, 1/4" Bottom Connection | Each | 1 | 25 |  | 0.45 | 3 x 3.5 x 1.5” | N/A
6016 | 11 | 6016 - 0-60lb. Gauge Set with Hex Body and Air Valve | Each | 1 | 50 |  | 0.55 | 4 x 2 x 2” | N/A
6017 | 5.84 | 6017 - 0-100# 2" Face Black Steel Gauge..1/4" NPT Threaded bottom connection | Each | 1 | 100 |  | 0.25 | 3 x 1.5 x 3” | N/A
6018 | 11 | 6018 - 0-100lb Gauge with Hex Body and Air Valve | Each | 1 | 50 |  | 0.55 | 4 x 4 x 2” | N/A
6019 | 16 | 6019 0-200lb Air Over Water Test Gauge..2 1/2" face, swivel hose adapter air schroeder valve | Each | 1 | 50 |  | 0.45 | 5 x 3 x 1.5” | N/A
60141 | 6 | 60141 Hex Body and Schrader Valve for Gauge Set | Each | 1
60142 | 2.5 | 60142 - Schrader Air Valve | Each | 1
6022 | 10 | 6022 0-200# 2" Gauge with Hex Body and Schrader Valve | Each | 1
6023 | 5.84 | 6023 0-200PSI 2" Face Gauge with 1/4" Bottom Connection | Each | 1
6020 | 13 | 6020 0-300lb Water Test Gauge..2 1/2" Face, Swivel Hose Connection | Each | 1 | 50 |  | 0.35 | 4 x 3 x 2” | N/A
6020A | 13 | 6020A 0-100lb Water Test Gauge ..2 1/2" Face, Swivel Hose Connection | Each | 1 | 50 |  | 0.35 | 4 x 3 x 7” | N/A
6030GF | 12 | 6030 - 0-30 PSI Glycerine Filled Gauge, Stainless Steel, 1/4" NPT Bottom Connection | Each | 1 | 50 |  | 0.5 | 4 x 3 x 7” | N/A
6060GF | $13.00 | 6060 0-60PSI Stainless Steel Gauge, Liquid Filled, 2.5" Face, with 1/4" NPT Bottom Connection | Each | [5 empty] | N/A
6100GF | 15 | 6100 - 0-100 PSI Glycerine Filled Gauge, Stainless Steel, 1/4" NPT Bottom Connection | Each | 1 | 50 |  | 0.5 | 4 x 3 x 7” | N/A
6200GF | 15 | 6200 - 0-200 PSI Glycerine Filled Gauge, Stainless Steel, 1/4" NPT Bottom Connection | Each | 1 | 50 |  | 0.5 | 4 x 3 x 7” | N/A
6175GF | $13.00 | 6175 0-160PSI Stainless Steel Gauge, Liquid Filled, 2.5" Face, with 1/4" NPT Bottom Connection | Each | 1 |  |  |  |  | N/A
6205 | 11 | 6205 0-5LB, 2-1/2" Face Gas Test Gauge with 1/4" NPT Connection, 1/10th Lb. increments | Each | 1
6215 | 27.3 | 6215 0-15LB, 2-1/2" Face, Gas Test Gauge with 1/4" NPT Connection, 1/10th Lb. Increments | Each | 1
62160 | 56 | 62160 0-160 Ounces - 2.5" Face Diaphragm Gauge with 1/4" NPT Bottom Connection | Each | 1
6245 | 36 | 6245 Tridicator, 3" Dial, 0-200PSI, 70-320F, 1/2" NPT Connection | Each | 1 |  |  |  |  | N/A
6246 | $40.00 | 6246 Tridicator Gauge, 3" Dial, 0-100PSI, 70-320F | Each | 1 |  |  |  |  | N/A
6250B | 23 | 6250B - 0-250F Bimetal thermometer, Stainless Stell 1/2" NPT Back connection | Each | 1 | 50 |  | 0.5 | 6 x 4” | N/A
6250S | 54 | 6250S - 0-250F Bimetal thermometer, Stainless Steel 1/2" NPT connection Adjustable Angle | Each | 1 | 50 |  | 1 | 6 x 4” | N/A
6260 | 24 | 6260 3" 100-700 Range Thermometer for Bar B Que Smoker, 1/2" MIPT Connection | Each | 1
6400GF | $13.00 | 6400 0-300PSI Stainless Steel, Liquid Filled Gauge, 2.5" Face with 1/4" NPT Bottom Connection | Each | [5 empty] | N/A
6500GF | $29.00 | 6500 0-100PSI Stainless Steel Gauge, Liquid Filled, 4" Face, with 1/4" NPT Bottom Connection | Each | [5 empty] | N/A
6600GF | $29.00 | 6600 0-160PSI Stainless Steel Gauge, Liquid Filled, 4" Face, with 1/4" NPT Bottom Connection | Each | [5 empty] | N/A
6700GF | $29.00 | 6700 0-200PSI Stainless Steel Gauge, Liquid Filled, 4" Face with 1/4" NPT Bottom Connection | Each | [5 empty] | N/A
6800GF | $13.00 | 6800 0-600PSI Stainless Steel Gauge, Liquid Filled, 2.5' Face with 1/4" NPT Bottom Connection | Each | [5 empty] | N/A
7000 | $7.50 | 7000 0-160PSI Steel Gauge, 2.5" Face, 1/4" NPT Bottom Connection | Each | [5 empty] | N/A
7002 | $7.50 | 7002 0-200PSI Steel Gauge, 2.5" Face with 1/4" NPT Bottom Connection | Each | [5 empty] | N/A
7004 | $7.50 | 7004 0-300PSI Steel Gauge, 2.5" Face with 1/4" NPT Bottom Connection | Each | [5 empty] | N/A
Category-Plumbing Valves
3000 | 112 | 3000 3/4" Tankless Water Heater Isolation Valve Kit with Temperature and Pressure Relief Valve (8 per case) | Each | 1 | 8 |  | 4 | 9.5 x 7 x 4.5” | 860009978584
3015 | 9.36 | 3015 1/2' Threaded Brass Spring Check Valve | Each | 1 | 150 |  | 0.2 | 1.5 x 1.5 x 2” | N/A
3075 | 11.8 | 3075 - 3/4" Threaded Brass Spring Check Valve | Each | 1 | 120 |  | 0.25 | 2 x 2 x 3” | N/A
3100 | 17 | 3100 1" Threaded Brass Spring Check Valve | Each | 1 | 100 |  | 0.4 | 2 x 2 x 3” | N/A
3114 | 26 | 3114 1-1/4" Threaded Brass Spring Check Valve | Each | 1 | 48 |  | 0.5 | 3.5 x 3.5 x 3” | N/A
3115 | 32.16 | 3115 1-1/2" Threaded Brass Spring Check Valve | Each | 1 | 40 |  | 0.85 | 3 x 3 x 3” | N/A
3200 | 60 | 3200 2" Brass Threaded Spring Check Valve | Each | 1 | 24 |  | 1.2 | 4 x 4 x 4” | N/A
7200BFP | 150 | 7200BFP 1" LF Brass Backflow Preventor with 3/4" ball valve, SS Handle | Each | 1
7500BFP | 200 | 7500BFP 1" LF Brass Backflow Preventor with 1" Ball Valve, SS Handles | Each | 1
Category-Plumbing Tools
5011 | 6.5 | 5011 CMC 6" Blade Jab Saw for wall boards | Each | 1 | 80 |  | 0.35 | 14 x 4 x 1.5” | N/A
5025 | 30 | 5025 - 10" Pump Pliers CRV Steel with Red Handle | Each | 1 | 100 |  | 0.9 | 12 x 4 x 1” | 745557934442
5026 | 40 | 5026 - 12" Pump Pliers CRV Steel Red Handle with Hang Packaging | Each | 1 | 60 |  | 1.3 | 14 x 14 x 1.5” | 745557934443
6021 | 44 | 6021 - Stroker 160 Air Pump ..(10 per case) | Each | 1 | 10 |  | 2 | 25 x 9 x 4” | 860011598440
6130 | 14.5 | 6130 - Combination Curb Stop Wrench & Water Meter Key, 30" Length, T Handle with Key | Each | 1
61484 | 40 | 61484 4' Steel Probing Rod with Removable Threaded Tip | Each | 1 | 5 |  | 2.5 | 49 x 1 x 13” | N/A
6148T | 5 | 6148T 3/8" Threaded Probing Rod Tip Steel | Each | 1 | 100 |  | 0.5 | 1 x 1 x 1.5” | N/A
6149 | 8.58 | 6149 Four Way Key Wrench 1/4", 9/32", 5/16", 11/32" | Each | 1 | 100 |  | 0.45 | 8 x 4 x .5” | 860009978546
6151 | 13 | 6151 - 5/8" OD x 36" long Curb Stop Wrench | Each | 1
6152 | 11 | 6152 4- Way P.O. Plug Wrench | Each | 1 | 100 |  | 0.55 | 10 x 4 x 1” | 860009978553
6171 | 8 | 6171 Hex Key Wrench Set, Long type, with Ball Head 13 PCS | Each | 1 | 20 |  | 0.9 | 10.5 x 4 x 2” | 860009978552
6235 | 22 | 6235 - Universal Aerator Key 10 Way | Each | 1 | 50 |  | 0.4 | 3 x 3 x 4” | 86000864679
6238 | 10 | 6238 Tub Drain and Spud Wrench-Fits 1 1/2 and 2" Spuds | Each | 1 | 50 |  | 0.55 | 6 x 2 x 2” | N/A
6255 | 4 | 6255 6" Mini Hacksaw | Each | 1 | 50 |  | 0.15 | 9.5 x 3 x 5” | 860009978539
6300 | 29 | 6300 2-in-1 Plumbers Wrench 9/16", 15/1 6", 5/8" For use on Supply Stops | Each | 1 | 36 |  | 0.9 | 13 x 6 x 2” | 860009978577
6304 | 15.18 | 6304 - Internal Pipe Cutter | Each | 1 |  |  | 0.95 | 8 x 4.5 x 2” | 86008646767
6526 | 100 | 6526 Inner/Outer Pipe Reamer, for use with 5-16th" to 2 1/8" Pipe. | Each | 1 | 50 |  | 1 | 7 x 5 x 3” | 860009978560
6567 | 7 | 6567 - 9" Torpedo Level - Magnetic | Each | 1 | 60 |  | 0.3 | 12 x 4 x 1” | N/A
6720 | 12 | 6720 - Bull Frog Caulking Gun | Each | 1 | 12 |  | 2 | 13 x 6 x 3” | 85073455414
90008 | 13.5 | 90008 - 25' X 1" Tape Measure with Belt Clip..(6 per box) | Each | 1 | 6 |  | 0.85 | 4 x 4 x 2” | 86000864677
91500 | 9.2 | 91500 - 6 in 1 Adjustable Combination Screwdriver-Blue-CrV Steel | Each | 1 | 12 |  | 0.96 | 8 x 7 x 4” | 96806915006
9200 | 60 | 9200 7" Red Carpenter Pencil - 100 pencils per case | Case | 1 | 100 |  | 2.15 | 7 x 6 x 4” | N/A
9400 | 7.5 | 9400 - Telescoping Magnetic Pick Up Tool Extendes to 25"/Collapses to 6-1/2" with Pocket Clip | Each | 1 | 100 |  | 0.1 | 7 x 1 x 1” | N/A
9450 | 10 | 9450 - Flexible Pick-up Tool with Light | Each | 1 | 50 |  | 0.35 | 4 x 11 x 1” | N/A
9500 | 7 | 9500 - 5 LED Cap Light (NR1001) | Each | 1 | 12 |  | 0.1 | 5 x 3 x 1” | N/A
9600 | 18 | 9600 - Compact Folding Utility Knife with Hook Blade and Trapezoid Blade | Each | 1 | 1 |  | 0.36 | 9 x 3 x 1” | 860013861735
9600H | 6 | 9600H 5 Pack of Replacement Hook Blades for the CMC # 9600 | Each | 1
9600T | 5 | 9600T 5 Pack of Trapezoid Replacement Blades for the CMC # 9600 | Each | 1
999150-ALL | 90 | 999150-ALL "ONA" Puller Tool Set with Posi Temp add on. | Each | 1 |  |  | 1.5 | 6 x 1 x 8” | N/A
BF8050 | 60 | BF8050 BullFrog Brand Contractor Pencil - 100 Pencils | Each | 1 | 100 |  | 2.15 | 8 x 6.5 x 4” | 860011592402
BF9000 | 24 | BF9000 BullFrog Glove Dispenser with Magnetic Connections | Each | 1 | 24 |  | 2.6 | 11 x 7 x 5” | N/A
BFPB4G | 13 | BFPB4G BullFrog Plumbers Bucket Green 4 Gallon with handle (12 per case) | Each | 1 | 12 |  | 1.3 | 11 x 11 x 12” | N/A
BFPB6G | 15 | BFPB6G Bullfrog Plumbers Bucket Green 6 Gallon with Handle (8 per case) | Each | 1 | 8 |  | 1.75 | 11.5 x 11.5 x 14 | N/A
Countertop Display Box | 0 | CMC Point of Purchase Display Box for 12 Screwdrivers | Each | [5 empty] | N/A
CWL-LED | 19 | CWL-LED Adjustable LED Contractor Work Light with Hanger Hook and Magnets | Each | 1 | 8 |  | 0.65 | 12 x 6 x 3” | 745557932953
P2000 | 60 | P2000- Utility Pump with 72" Hose ..(6 per case) | Each |  | 6 |  | 0.1 | 9 x 7 x 1” | N/A
PC-100 | 38 | PC-100 Handheld Pipe Cutter with Replacement Blade | Each | 6 | 24 |  | 1.4 | 9 x 10 x 2” | 860008646743
SS-150 | 24 | SS-150 1-1/2" Socket Saver Pipe Cutter | Each | 12 | 48 |  | 0.25 | 9 x 5 x 2” | 860008646781
SS-200 | 25 | SS-200 2" Socket Saver Pipe Cutter | Each | 12 | 48 |  | 0.3 | 9 x 5 x 2” | 860008646712
SS-300 | 28.5 | SS-300 3" Socket Saver Pipe Cutter | Each | 12 | 24 |  | 0.35 | 9 x 5 x 3” | 860008646729
SS-400 | 33 | SS-400 4" Socket Saver Pipe Cutter | Each | 6 | 24 |  | 0.5 | 9 x 6 x 4” | 860008646736
XLSD-14 | 12 | XLSD-14 - 14" #2 Philips Magnetic Tip Screwdriver | Each | 1 |  |  | 0.25 | 16 x 2 x 2 | N/A
6210 | 462 | 6210 "Breeze" Hose Clamp Assorted Point of Purchase Display | Display | 1 |  |  |  |  | N/A
950423 | 35.36 | 950423 - EzyGrid Disks 1-1/2" (2 PK) | 2 Pack | 1 |  |  | 0.1 | 8 x 3 x 1” | 797776950423
950430 | 47.24 | 950430 - EzyGrid Disks 3-1/8" (2PK) | 2 Pack | 1 |  |  | .25 lbs | 8 x 4 x 1” | 797776950430
950447 | 71.42 | 950447 - EzyGrid Pipe Cutter 1-1/2" | Each | 1 |  |  | 0.35 | 9 x 3 x 2” | 797776950447
950454 | 83.72 | 950454 - EzyGrid Pipe Cutter 3-1/8" | Each |  |  |  | 0.55 | 9 x 5 x 4” | 797776950454
Category-Water Heater Accessories
196053 | 66 | 196053 - 2" Concentric Vent Kit | Each | 1
196054 | 108 | 196054 - 3" x 20" PVC FGV Concentric Vent Kit (WHITE) | Each | 1
3025 | 28 | Mini Thermal Expansion Tank 3/4" MIP Thread | Each | 1 | 60 |  | 0.65 | 3.5 x 3.5 x 3.5” | 860013861728
ADP22 | 24 | ADP22 22" Round Aluminum Water Heater Drain Pan with Drain Pan Adapter | Each | 10 |  |  |  |  | N/A
ADP24 | 26 | ADP24 24" Round Aluminum Water Heater Drain Pan with Drain Fitting | Each | 10 | 10 |  |  |  | N/A
ADP26 | 28 | ADP26 26" Aluminum Water Heater Drain Pan with Drain Pan adapter | Each | 10 | 10 |  | 18.5 | 29 x 29 x 6 | N/A
ADP28 | 35 | ADP28 28" Round Aluminum Water Heater Drain Pan with Drain Pan Adapter | Each | 5 | 5 |  | 11.9 | 31 x 32 x 6” | N/A
ADP30 | 38 | ADP30 30" Ro2und Aluminum Water Heater Drain Pan with Drain Pan Adapter | Each | 10 | 10 |  |  |  | N/A
DPA-CPVC | 4.14 | DPA-CPVC 1" CPVC Water Heater Drain Pan Adapter with Washer and Locknut Short Thread Pattern | Each | 1 | 100 |  | 0.1 | 2 x 2 x 3” | N/A
DPA-CPVC-Long | 4.14 | DPA-CPVC-LONG 1" CPVC Water Heater Drain Pan Adapter with Washer & Locknut Long Thread Pattern | Each | 1 | 100 |  |  |  | N/A
DPA-PVC | 3.64 | DPA-PVC 1" x 1 1/2" PVC Water Heater Drain Pan Adapter with Washer and Locknut Short Thread Pattern | Each | 1 | 100 |  | 0.05 | 2 x 2 x 2” | N/A
DPA-PVC-LONG | 3.64 | DPA-PVC 1" x 1 1/2" PVC Water Heater Drain Pan Adapter with Washer and Locknut Long Thread Pattern | [6 empty] | N/A
NT-500 | 346.5 | NT-500 Tankless Water Heater Flush Kit | Each | 1 | 1 |  | 32 | 13 x 14 x 16” | 745557935770
PDP22 | 11.5 | PDP22 22" Round Plastic Water Heater Drain pan with Drain Pan Fitting | Each | 1 | 10 |  |  |  | N/A
PDP24 | 18 | PDP24 24" Round Plastic Water Heater Drain Pan with 1" Fitting | Each | 1 | 10 |  |  |  | N/A
PDP26 | 18.5 | PDP26 26" Round Plastic Drain Pan with Drain Pan Adapter | Each | 1 | 10 |  | 18.75 | 29 x 29 x 6” | N/A
PDP28 | 20 | PDP28 28" Round Plastic Drain Pan with Drain Pan Adapter | Each | 1 | 5 |  | 9.8 | 31 x 31 x 4” | N/A
PDP30 | 21 | PDP30 30" Round Plastic Water Heater Drain Pan with 1" Fitting | Each | 1 | 10 |  |  |  | N/A
SD1000 | 60 | SD1000 Co2 and Smoke Detector (Battary Not Included) | [6 empty] | N/A
SEDBUS-V1 | 66 | SEDBUS-V1 "Sediment Buster" Tank Water Heater Flushing Valve with 5/8" Male and Female Hose Threads and Air Schrador Valve | Each | 4 | 4 |  |  |  | 97644039463
SEDBUS-V1-64 | 61 | SEDBUS-V1-64 "Sediment Buster" Tank Water Heater Flushing Valve with 5/8" Male and Female Hose Threads and Air Schrador Valve (64 per box) | Each | 64 | 64 |  |  |  | 97644039463
SEDVUS-V1-512 | 56 | SEDBUS-V1-512 "Sediment Buster" Tank Water Heater Flushing Valve with 5/8" Male and Female Hose Threads and Air Schrador Valve (512 per pallet) | Each | 512 |  | 512 |  |  | 97644039463
TWHDP | 47 | TWHDP-Plastic Tankless Water Heater Drain Pan w/1-1/2" PVC Adapter and 1" CPVC Adapter (6/cs) | Each | 6 | 6 | 96 | 21.3 | 22 x 22 x 16' | 860008646750
TWHDP-1 | 51 | TWHDP-Plastic Tankless Water Heater Drain Pan w/1-1/2" PVC Adapter and 1" CPVC Adapter (1 pc) |  | 1 | 1 |  |  |  | 860008646750
Black Mamba Gloves, Shoe Covers and PPE/Safety Products
02-5503 | 55.26 | 02-5503 (L) Torque Grip Gloves Retail Pack(10 bags/bx-10 bxs/cs) | Each | 10 | 10 |  | 1.85 | 8 x 3 x 8” | 94922023377
02-5504 | 55.26 | 02-5504 (XL) Torque Grip Gloves Retail pack (10 bags/bx-10 bxs/cs) | Each | 10 | 10 |  | 1.85 | 8 x 3 x 8” | 94922023384
BBQ-GLOVE | 32.84 | BBQ GLOVE - ONE SIZE | Each | 6 |  |  | 3.55 | 14x9x5" | N/A
BLK-100 | 29 | BLK-100 Black Mamba Gloves Chemical Resistant "Nitrex" (S) (100 pcs/50 pr) | Each | 50 | 10 | 50 | 1.85 | 10 x 3 x 5” | 94922699626
BLK-110 | 29 | BLK-110 Black Mamba Gloves Chemical Resistant "Nitrex" (M) (100pcs/50pair) | Each | 50 | 10 | 50 | 1.85 | 10 x 3 x 5” | 94922699589
BLK-120 | 29 | BLK-120 Black Mamba Gloves Chemical Resistant "Nitrex" (L) (100pcs/50pair) | Each | 50 | 10 | 50 | 1.85 | 10 x 3 x 5” | 94922699596
BLK-130 | 29 | BLK-130 Black Mamba Gloves Chemical Resistant "Nitrex" (XL) (100pcs/50pair) | Each | 50 | 10 | 50 | 1.85 | 10 x 3 x 5” | 94922699602
BLK-140 | 29 | BLK-140 Black Mamba Gloves Chemical Resistant "Nitrex" (XXL) (100 pcs/50 pair) | Each | 50 | 10 | 50 | 1.85 | 10 x 3 x 5” | 94922699619
BSS-110 | 34.5 | BSS-110 (M) Black Mamba Snakeskin Torq Grip Gloves 50 prs/bx (10 bxs/case) | Each | 50 | 10 | 50 | 1.85 | 10 x 3 x 5” | 94922473691
BSS-120 | 34.5 | BSS-120 (L) Black Mamba Snakeskin Torq Grip Gloves 50 pre/box (10 bxs/case) | Each | 50 | 10 | 50 | 1.85 | 10 x 3 x 5” | 94922473707
BSS-130 | 34.5 | BSS-130 (XL) Black Mamba Snakeskin Torq Grip Gloves 50 pre/box (10 bxs/case) | Each | 50 | 10 | 50 | 1.85 | 10 x 3 x 5” | 94922473714
BSS-140 | 34.5 | BSS-140 (XXL) Black Mamba Snakeskin Torq Grip Gloves 50 pre/box (10 bxs/case) | Each | 50 | 10 | 50 | 1.85 | 10 x 3 x 5” | 94922473622
CHPL | 16.5 | CHPL-Chipped Glove with Long Cuff (6 pairs/box) | Pair | 1 | 6 |  | 5.9 | 13 x 7 x7 | N/A
CHPS | 15.5 | CHPS-Chipped Glove with Short Cuff (6 pairs/Box) | Pair | 1 | 6 |  | 4.05 | 17 x 7 x 6 | N/A
CT5-110 | 20 | CT5-110 Black Mamba-Level 5 Cut Resistant Gloves (M) | Each | 12 |  |  | 1 | 5.5 x 8 x 1” | 94922023360
CT5-120 | 20 | CT5-120 Black Mamba-Level 5 Cut Resistant Gloves (L) | Each | 12 |  |  | 1 | 5.5 x 8 x 1” | 94922023377
CT5-130 | 20 | CT5-130 Black Mamba-Level 5 Cut Resistant Gloves (XL) | Each | 12 |  |  | 1 | 5.5 x 8 x 1” | 94922023384
CT5-140 | 20 | CT5-140 - Black Mamba-Level 5 Cut Resistant Gloves (XXL) | Each | 12 |  |  | 1 | 5.5 x 8 x 1” | 94922390547
DISPLAY-2 | 0 | 2' x 4' Gondola Display & Black Mamba sign "FREE" | Each | 1
DISPLAY-4 | 0 | 4' x 4' Gondola Display & Black Mamba sign "FREE" | Each | 1
ECV-L | 17.34 | ECV-L Economy High Visibility Safety Vest (L) Neon Green | Each | 1 | 25 |  | 0.5 | 8 x 10 x 1” | 51497131401
ECV-M | 17.34 | ECV-M Economy High Visibility Safety Vest (M) Neon Green | Each | 1 | 25 |  | 0.5 | 8 x 10 x 1” | 51497131395
ECV-XL | 17.34 | ECV-XL Economy High Visibility Safety Vest (XL) Neon Green | Each | 1 | 25 |  | 0.5 | 8 x 10 x 1” | 51497131418
ECV-XXL | 17.34 | ECV-XXL Economy High Visibility Safety Vest (XXL) Neon Green | Each | 1 | 25 |  | 0.5 | 8 x 10 x 1” | 51497131425
EVA-X100 | 11.5 | EVA-X100 One size fits all - Raincoat | Each | 1 | 25 |  | 3 | 8 x 10 x 1” | 94922352644
EVA-X100 JM | 11.5 | EVA-X100 JM One Size Fits All - Raincoat |  |  |  |  | 3 | 3 x 8 x 1” | 94922352644
HDV-L | 51.98 | HDV-L Heavy Duty Surveyor Vest (L) Neon Green | Each | 1 | 25 |  | 0.5 | 8 x 10 x 1” | 51497131357
HDV-M | 51.98 | HDV-M Heavy Duty Surveyor Vest (M) Neon Green | Each | 1 | 25 |  | 0.5 | 8 x 10 x 1” | 51497131449
HDV-XL | 51.98 | HDV-XL Heavy Duty Surveyor Vest (XL) Neon Green | Each | 1 | 25 |  | 0.5 | 8 x 10 x 1” | 51497131364
HDV-XXL | 51.98 | HDV-XXL Heavy Duty Surveyor Vest (XXL) Neon Green | Each | 1 | 25 |  | 0.5 | 8 x 10 x 1” | 51497131371
IPT-110 | 30 | IPT-110 Heavy Duty Impact Protection Work Gloves (M) | Pair | 1 |  |  | 1 | 5 x 8 x 1” | 94922331182
IPT-120 | 30 | IPT-120 Heavy Duty Impact Protection Work Gloves (L) | Pair | 1 |  |  | 1 | 5 x 8 x 1” | 94922473639
IPT-130 | 30 | IPT-130 Heavy Duty Impact Protection Work Gloves (XL) | Pair | 1 |  |  | 1 | 5 x 8 x 1” | 94922473646
IPT-140 | 30 | IPT-140 Heavy Duty Impact Protection Work Gloves (XXL) | Pair | 1 |  |  | 1 | 5 x 8 x 1” | 94922331199
MCL-X1 | 17 | MCL-X1 Disposable Coveralls w/pair of Shoe Covers | Each | 1 |  |  | 0.45 | 13 x 10 x 1” | N/A
MCL-X25 | 310 | MCL-X25 Disposable Coveralls with a pair of shoe covers (25 per case) | Each | 1 | 25 |  | 34 | 21 x 13 x 11” | N/A
MT-X10 | 7.6 | MT-X10 - Mamba Trax Shoe Covers Hang Pack (10 pcs/5 pair bag) | Bag | 12 | 12 |  | 2.5 | 10 x 6 x 2” | 949223909
MT-X100 | 55 | MT-X100 - Mamba Trax Shoe Covers (100 pcs/50 pair Box) | Box | 50 | 3 |  | 4.5 | 10 x 10 x 7” | 94922390943
MTX-1000 | 390 | MTX-1000 Mamba Trax Shoe Covers 1000 PC. Bulk Pack (500 pair) | Box
MT-X50 | 37 | MT-X50 - Mamba Trax Shoe Covers (50pcs/25 pair box) | Box | 25 | 6 |  | 4 | 10 x 5 x 6” | 94922390936
MT-X50 XL | 41 | MT-X50 XL - Mamba Trax Shoe Covers Extra Large (50 pcs/25 prs) | Box | 25 | 6 |  | 4 | 10 x 5 x 5” | 51497031398
NC-110 | 6.5 | NC-110 Black Mamba Work Nylon Glove Dipped in "Nitrile" (M) | Pair | 12 |  |  | 0.25 | 3 x 8 x 1” | 94922390554
NC-120 | 6.5 | NC-120 Black Mamba Work Nylon Glove Dipped in "Nitrile" (L) | Pair | 12 |  |  | 0.25 | 3 x 8 x 1” | 94922390561
NC-130 | 6.5 | NC-130 Black Mamba Work Nylon Glove Dipped in "Nitrile" (XL) | Pair | 12 |  |  | 0.25 | 3 x 8 x 1” | 94922390578
NC-140 | 6.5 | NC-140 Black Mamba Work Nylon Glove Dipped in "Nitrile" (XXL) | Pair | 12 |  |  | 0.25 | 3 x 8 x 1” | 94922390585
OMG-110 | 29 | OMG-110 Orange Mamba Gloves (M) Chemical Resistant "Nitrex" (100 pcs-50 pr) | Box | 50 | 10 | 50 | 4 | 10 x 3 x 5” | 94922331113
OMG-120 | 29 | OMG-120 Orange Mamba Gloves (L) Chemical Resistant "Nitrex" (100 pcs-50 pr) | Box | 50 | 10 | 50 | 4 | 10 x 3 x 5” | 94922331120
OMG-130 | 29 | OMG-130 Orange Mamba Gloves (XL) Chemical Resistant "Nitrex" (100 pcs-50 pr) | Box | 50 | 10 | 50 | 4 | 10 x 3 x 5” | 94922331137
OMG-140 | 29 | OMG-140 Orange Mamba Gloves (XXL) Chemical Resistant "Nitrex" (100 pcs-50 pr) | Box | 50 | 10 | 50 | 4 | 10 x 3 x 5” | 94922331144
OTG-110 | 34.5 | OTG-110 (M) Black Mamba Orange Torque Grip Gloves (100 pcs-50 pr) | Box | 50 | 10 | 50 | 2.05 | 10 x 6 x 5” | 94922352705
OTG-120 | 34.5 | OTG-120 (L) Black Mamba Orange Torque Grip Gloves (100 pcs-50 pr) | Box | 50 | 10 | 50 | 2.3 | 10 x 6 x 5” | 94922352613
OTG-130 | 34.5 | OTG-130 (XL) Black Mamba Orange Torque Grip Gloves (100 pcs-50 pr) | Box | 50 | 10 | 50 |  | 10 x 6 x 5”
OTG-140 | 34.5 | OTG-140 (XXL) Black Mamba Orange Torque Grip Gloves (100 pcs-50 pr) | Box | 50 | 10 | 50 | 2.55 | 10 x 6 x 5” | 94922352637
TMG-110 | 29 | TMG-110 (M) 14 Mil Teal Latex Gloves w/Long Cuff (25 prs-50 ea/bx) | Box | 25 | 10 |  | 1.85 | 10 x 3 x 5"
TMG-120 | 29 | TMG-120 (L) 14 Mil Teal Latex Gloves w/Long Cuff (25 prs-50 ea/bx) | Box | 25 | 10 |  | 1.85 | 10 x 3 x 5" | 51497227265
TMG-130 | 29 | TMG-130 (XL) 14 Mil Latex Gloves w/Long Cuff (25 prs-50 ea/bx) | Box | 25 | 10 |  | 1.85 | 10 x 3 x 5" | 51497227272
TMG-140 | 29 | TMG-140 (XXL) 14 Mil Latex Gloves w / Long Cuff (25 prs-50 ea/bx) | Box | 25 | 10 |  | 1.85 | 10 x 3 x 5"
WPMT-X50 | 42 | WPMT-X50 Mamba Trax Water Proof Disposable Shoe Covers (6 bxs/case) | Box | 25 | 6 |  | 1.35 | 11 x 6.5 x 6” | 94922390936
WPNC-110 | 9 | WPNC-110 Black Mamba Water Proof "Nitrile" Gloves (M) | Pair | 12 |  |  | 0.25 | 3 x 8 x 1” | 94922473653
WPNC-120 | 9 | WPNC-120 Black Mamba Water Proof "Nitrile" Gloves (L) | Pair | 12 |  |  | 0.25 | 3 x 8 x 1” | 94922473660
WPNC-130 | 9 | WPNC-130 Black Mamba Water Proof "Nitrile" Gloves (XL) | Pair | 12 |  |  | 0.25 | 3 x 8 x 1” | 94922473677
WPNC-140 | 9 | WPNC-140 Black Mamba Water Proof 'Nitrile" Gloves (XXL) | Pair | 12 |  |  | 0.25 | 3 x 8 x 1” | 94922473684
AMTC - Flush Valves and Sensor Faucets
AEF-300 | 698.4 | HybridFlo® Sensor Operated Faucet (2.5” Base in Chrome Finish for One Hole or Three Hole Installation using CP4/CP8 Cover Plate) | Each | 1 |  |  | 6.90 lb. | 13 x 12 x 6” | 9777300209
AEF-301 | 776 | HybridFlo® Sensor Operated Faucet (5” Base in Chrome Finish for One Hole or Three Hole 4” Centerset Installation) | Each | 1
CP4 | 85.72 | 4” Cover Plate (5” Length) | Each | 1
CP8 | 85.72 | 8” Cover Plate (10.25” Length) | Each | 1
DI-SRKM-T12 | 42 | Silicone Diaphragm Repair Kit For Manual Flushometer - Toilet 1.28 gpf (Sloan equivalent A-1045-A) | Each | 1 |  |  | .25 lb. | 3 x 3 x 3”
DI-SRKM-T16 | 42 | Silicone Diaphragm Repair Kit For Manual Flushometer - Toilet 1.6 gpf (Sloan equivalent A-1041-A) | Each | 1 |  |  | .25 lb. | 3 x 3 x 3”
DI-SRKM-T35 | 42 | Silicone Diaphragm Repair Kit For Manual Flushometer - Toilet 3.5 gpf (Sloan equivalent A-1038-A) | Each | 1 |  |  | .25 lb. | 3 x 3 x 3”
DI-SRKM-T45 | 42 | DI-SRKM-T45 Water Closet Flush Valve Diaphragm 4.5 GPF
DI-SRKM-U05 | 42 | Silicone Diaphragm Repair Kit For Manual Flushometer - Urinal 0.5 gpf (Sloan equivalent A-1043-A) | Each | 1 |  |  | .25 lb. | 3 x 3 x 3”
DI-SRKM-U10 | 42 | Silicone Diaphragm Repair Kit For Manual Flushometer - Urinal 1.0 gpf (Sloan equivalent A-1042-A) | Each | 1 |  |  | .25 lb. | 3 x 3 x 3”
DI-SRKM-U15 | 42 | DI-SRKM-U15 Urinal Flush Valve Diaphgram 1.5 GPF
HSM-801-R | 339.42 | HybridFlush® Sidemount Sensor Retrofit Conversion Kit For Exposed Urinal and Water Closet (Toilet) Flushometer - All Chrome | Each | 1 |  |  | 3.00 lb. | 8 x 6 x 4” | 9777300253
MF08-AB | 19.04 | MF08-AB Flush Valve Handle Assembly(fits Sloan, Zurn, and AMTC)
MF09-123 | 5.64 | Vacuum Breaker Assembly | Each | 1
EconoCraft Materials
DSN2A-BLK | 53.28 | DSN2A-BLK (DSN2A-BLK 2" Black Plastic Downspout Nozzle with LokPlate) | Each
DSN2A-BRA | 53.28 | DSN2A-BRA (DSN2A-BRA 2" Matte Brass Plastic Downspout Nozzle with LokPlate) | Each
DSN2A-ORB | 53.28 | DSN2A-ORB (DSN2A-ORB 2" Oil Rubbed Bronze Plastic Downspout Nozzle with LokPlate) | Each
DSN3A-BLK | 68.88 | DSN3A-BLK (DSN3A-BLK 3" Black Plastic Downspout Nozzle with LokPlate) | Each
DSN3A-BRA | 68.88 | DSN3A-BRA (DSN3A-BRA 3" Matte Brass Plastic Downspout Nozzle with LokPlate) | Each
DSN3A-ORB | 68.88 | DSN3A-ORB (DSN3A-ORB 3" Oil Rubbed Bronze Plastic Downspout Nozzle with LokPlate) | Each
DSN4A-BLK | 101.38 | DSN4A-BLK (DSN4A-BLK 4" Black Plastic Downspout Nozzle with LokPlate ) | Each
DSN4A-BRA | 101.38 | DSN4A-BRA (DSN4A-BRA 4" Matte Brass Plastic Downspout Nozzle with LokPlate ) | Each
DSN4A-ORB | 101.38 | DSN4A-ORB (DSN4A-ORB 4" Oil Rubbed Bronze Plastic Downspout Nozzle with LokPlate) | Each
DSN6A-BLK | 137.78 | DSN6A-BLK (DSN6A-BLK 6" Black Plastic Downspout Nozzle with LokPlate ) | Each
DSN6A-BRA | 137.78 | DSN6A-BRA (DSN6A-BRA 6" Matte Brass Plastic Downspout Nozzle with LokPlate ) | Each
DSN6A-ORB | 137.78 | DSN6A-ORB (DSN6A-ORB 6" Oil Rubbed Bronze Plastic Downspout Nozzle with LokPlate ) | Each
DSN8A-BLK | 363.98 | DSN8A-BLK (DSN8A-BLK 8" Black Plastic Downspout Nozzle with LokPlate) | Each
DSN8A-BRA | 363.98 | DSN8A-BRA (DSN8A-BRA 8" Matte Brass Plastic Downspout Nozzle with LokPlate ) | Each
DSN8A-ORB | 363.98 | DSN8A-ORB (DSN8A-ORB 8" Oil Rubbed Bronze Plastic Downspout Nozzle with LokPlate ) | Each
DSN10A-BLK | 714.98 | DSN10A-BLK (DSN10A-BLK 10" Black Plastic Downspout Nozzle with LokPlate ) | Each
DSN10A-BRA | 714.98 | DSN10A-BRA (DSN10A-BRA 10" Matte Brass Plastic Downspout Nozzle with LokPlate ) | Each
DSN10A-ORB | 714.98 | DSN10A-ORB (DSN10A-ORB 10" Oil Rubbed Bronze Plastic Downspout Nozzle with LokPla... | Each
BS2 | 11.68 | BS2 (BS2 2" Black Plastic Birdscreen Cover for Downspout Nozzle) | Each
BS3 | 18.18 | BS3 (BS3 3" Black Plastic Birdscreen Cover for Downspout Nozzle) | Each
BS4 | 25.98 | BS4 (BS4 4" Black Plastic Birdscreen Cover for Downspout Nozzle) | Each
BS6 | 38.98 | BS6 (BS6 6" Black Plastic Birdscreen Cover for Downspout Nozzle) | Each
BS8 | 51.98 | BS8 (BS8 8" Black Plastic Birdscreen Cover for Downspout Nozzle) | Each
BS10 | 64.98 | BS10 (BS10 10" Black Plastic Birdscreen Cover for Downspout Nozzle) | Each
Hy Tech Plumbing Products
HDSP20 | 1.36 | HDSP20 - 2" Threaded Clean Out Plug with raised square head | Each |  |  |  | 0.05 | 2.5 x 1.25 x 2.5”
HDTC-1500 | 0.58 | HDTC-1500 1-1/2" Heavy Duty Test Cap..(500/case - 100/bag) | Each | 100 | 500 | 5000 | 0.05 | 2.25 x 1.38 x 2.25” | 51497071356
HDTC-2000 | 0.66 | HDTC-2000 2" Heavy Duty Test Cap..(500/case - 100/bag) | Each | 100 | 500 | 5000 | 0.06 | 2.68 x 1.25 x 2.68” | 51497071394
HDTC-2015 | 1.26 | HDTC-2015 2" x 1-1/2" Heavy Duty Dual Sized Test Cap | Each | 100 | 400 | N/A | 0.1 | 2.68 x 2 x 2.68” | 51497071400
HDTC-3000 | 1.44 | HDTC-3000 3" Heavy Duty Test Cap..(250/case - 50/bag) | Each | 50 | 250 | 2500 | 0.1 | 3.75 x 1.25 x 3.75” | 51497071417
HDTC-4000 | 2.18 | HDTC-4000 4" Heavy Duty Test Cap..(150/case - 50/bag) | Each | 50 | 150 | N/A | 0.15 | 4.75 x 1.5 x 4.75” | 51497071332
HDTC-4030 | 3.76 | HDTC-4030 3" x 4" Heavy Duty Dual Sized Test Cap | Each | 50 | 150 | 1500 | 0.25 | 4.13 x 2.25 x 4.13” | 51497071424
HDTC-6000 | 8 | HDTC-6000 6" Heavy Duty Test Cap for SDR Pipe | Each |  | 30 | N/A | 0.75 | 6.5 x 3 x 6.5” | 51497071349
HDTC-6500 | 18.12 | HDTC-6500 6" Heavy Duty Test Cap for PVC Pipe | Each
HDTP200 | 5.66 | HDTP200 2" Heavy Duty Test Plug with 1/2" pipe threads for Hose Bibb | Each |  |  |  | 0.05 | 2.5x1.25x2.5”
SSAK76 | 45 | SSAK76 - Anchor Kit 100 pcs w/Plastic Anchors and 1/4" Drill Bit (12 bxs/case) | Each | 1 | 12 |  | 2.75 | 7 x 4 x 2”
STK20 | 16.5 | STK20 PVC Stack Test Kit Without Boiler Drain | Each |  |  |  | 0.25 | 3.5x7x1.5”
STK200 | 27.76 | STK200 PVC Stack Test Kit with 2" Test Plug with 1/2" Pipe Threads, 2" Clean Out Plug, and 1/2" Male Hose Bibb | Each |  |  |  | 0.75 | 3.5x7x1.5”
Breeze® Power Seal Hose Clamps
6210 | 462 | Breeze Hose Clamp Assorted Point of Purchase Display | Each | [5 empty] | N/A
62010H | 1.1 | Breeze Power Seal SS Hose Clamp 9/16” to 1-1/16” | Each | [5 empty] | N/A
62012H | 1.12 | Breeze Power Seal SS Hose Clamp 11/16” to 1-1/4” | Each | [5 empty] | N/A
62016H | 1.16 | Breeze Power Seal SS Hose Clamp 13/16” to 1-1/2” | Each | [5 empty] | N/A
62020H | 1.2 | Breeze Power Seal SS Hose Clamp 13/16 to 1-3/4 | Each
62024H | 0.64 | Breeze Power Seal SS Hose Clamp 1-1/16” to 2” | Each | [5 empty] | N/A
62028H | 1.26 | Breeze Power Seal SS Hose Clamp 1-5/16” to 2-1/4” | Each | [5 empty] | N/A
62032H | 1.28 | Breeze Power Seal SS Hose Clamp 1-9/16” to 2-1/2” | Each | [5 empty] | N/A
62036H | 1.3 | Breeze Power Seal SS Hose Clamp 1-13/16” to 3-3/4” | Each | [5 empty] | N/A
62048H | 1.8 | Breeze Power Seal SS Hose Clamp 2-9/16” to 3-1/2” | Each | [5 empty] | N/A
62064H | 2.2 | Breeze Power Seal SS Hose Clamp 3-9/16” to 4-1/2” | Each | [5 empty] | N/A
62096H | 3.4 | Breeze Power Seal SS Hose Clamp 3-5/8” to 6-1/2” | Each | [5 empty] | N/A
62128 | 4.54 | "Breeze" Power Seal SS Clamp 5-5/8 x 8-1/2
Clamp All-No Hub Couplings and Bushings
10015 | 30.62 | 10015 - 15" Hi-Torq 125 Couplings..(4 per case) | Case | [5 empty] | N/A
10020 | 30.78 | 10020 - 2" Hi-Torq 125 Couplings..(64 per case) | Case | 64 |  |  | 0.6 | 3.25 x 2.75 x 3” | 52063013091
10030 | 33.12 | 10030 - 3" Hi-Torq 125 Couplings..( 36 per case) | Case | 36 |  |  | 0.75 | 4.25 x 3.75 x 3” | 52063013107
10040 | 37.62 | 10040 - 4" Hi-Torq 125 Couplings..(36 per case) | Case | 36 |  |  | 0.9 | 5.25 x 4.75 x 3” | 52063023618
10050 | 69.3 | 10050 - 5" Hi-Torq 125 Couplings..(12 per case) | Case | 12 |  |  | 1.6 | 6.25 x 5.75 x 4” | 52063023625
10060 | 92.26 | 10060 - 6" Hi-Torq 125 Couplings..(12 per case) | Case | 12 |  |  | 1.85 | 7.25 x 6.75 x 4” | 52063023649
10080 | 155.76 | 10080 - 8" Hi-Torq 125 Couplings..(8 per case) | Case | 8 |  |  | 2.25 | 9.25 x 8.75 x 4” | 52063023656
10100 | 178.2 | 10100 - 10" Hi-Torq 125 couplings..(8 per case) | Case |  |  |  | 2.85 lbs | 11.5 x 11 x 4” | 52063023663
10120 | 281.22 | 10120 - 12" Hi-Torq 125 Couplings..(8 per case) | Case |  |  |  | 4.60 lbs | 13.5 x 13 x 5.5” | 52063023670
20032 | 22.56 | 20032- 3" x 2" CI, STL, PVC | Each | 5 | 60 |  | .50 lbs | 4.25 x 1.5 x 4.25” | 52063041643
20043 | 28.64 | 20043- 4" x 3" CI, STL, PVC | Each | 4 | 48 |  | .60 lbs | 5 x 4 x 5” | 52063041650
20054 | 59.56 | 20054- 5" x 4" CI, STL, PVC | Each |  |  |  | - | - | N/A
20064 | 133.36 | 20064- 6" x 4" CI, STL, PVC | Each | 1 | 12 |  | .75 lb. | 6 x 5 x 6” | 52063041674
20065 | 73.76 | 20065- 6" x 5" CI, STL, PVC | Each | 1 | 12 |  | 1.25 lbs | 8 x 6 x 8” | 52063041711
20086 | 125.2 | 20086- 8" x 6" CI, STL, PVC | Each | 6 | 72 |  | .05 lbs | 2.38 x 1.5 x 2.38” | 52063041728
20215 | 10.14 | 20215- 2" x 1-1/2" CI, STL, PVC | [6 empty] | N/A
20325 | 15 | 20325- 3" x 2-1/2" CI, STL, PVC | [6 empty] | N/A
30022 | 8.5 | 30022- 2" x 2" CU, XH Bushing | Each | 6 | 72 |  | 0.05 | 2.5 x 1.5 x 2.5” | 52063041742
30032 | 25.92 | 30032- 3" x 2" CU, XH Bushing | Each |  |  |  | - | - | N/A
30033 | 16 | 30033- 3" x 3" CU, XH Bushing | Each | 9 | 108 |  | 1.00 | 3.5 x 1.5 x 3.5” | 52063041766
30043 | 35.96 | 30043- 4" x 3" CU | Each |  |  |  | 1.00 | 4.25 x 1.5 x 4.25” | 52063041773
30044 | 17 | 30044 - 4" X 4" CU, XH Bushing | Each | 5 | 60 |  | 1 | 4.25 x 1.5 x 4.25” | 52063041780
30151 | 8.84 | 30151- 1-1/2" x 1" CU | Each | 12 | 144 |  | 1.0 | 4.25 x 1.5 x 4.25” | 52063041773
30215 | 14.64 | 30215- 2" x 1-1/2" CU Bushing | Each | 6 | 72 |  | .25 | 2 x 1.5 x 2” | 52063041803
31512 | 7.8 | 31512- 1-1/2" x 1-1/4" CU | Each | 12 | 144 |  | .15 | 1.5 x 1.25 x 1.5” | 52063041810
31515 | 7.22 | 31515- 1-1/2" x 1-1/2" CU Bushing | Each | 12 | 144 |  | .05 | 2 x 1.25 x 2” | 52063041827
31575 | 10.68 | 31575- 1-1/2" x 3/4" CU | Each | 12 | 144 |  | 0.50 | 1.5 x .7 x 1.5” | 52063041834
60015 | 6 | 60015 1 1/2" Standard No Hub Coupling 60# Torque | Each
60020 | 7.2 | 60020 2" Standard No Hub Coupling 60# Torque | Each
60030 | 7.3 | 60030 3" Standard No Hub Coupling 60# Torque | Each
60040 | 8.6 | 60040 4" Standard No Hub Coupling 60# Torque | Each
60050 | 20.5 | 60050 5" Standard No Hub Coupling 60# Torque | Each
60060 | 16.66 | 60060 6" Standard No Hub Coupling 60# Torque | Each
60080 | 41 | 60080 8" Standard No Hub Coupling 60# Torque | Each
60100 | 54 | 60100 10" Standard No Hub Coupling 60# Torque | Each
60120 | 103.54 | 60120 12' Standard No Hub Coupling 60# Torque | Each
60150 | 202.38 | 60150 15" Standard No Hub Coupling 60# Torque | Each
60215 | 7 | 60215 2 x 1 1/2" Standard No Hub Coupling 60# Torque | Each
60320 | 11 | 60320 3 x 2" Standard No Hub Coupling 60# Torque | Each
60420 | 15 | 60420 4 X 2 Standard No Hub Coupling 60# Torque | Each
60430 | 13 | 60430 4" x 3" Standard No Hub Coupling 60# Torque
81015 | 13.78 | 81015 - 1-1/2" Hi-Torq 80 Couplings..(80 per case) | Case | 1 | 80 |  | 0.45 | 2.5 x 3 x 2.50” | 52063023694
81020 | 15.34 | 81020 - 2" Hi-Torq 80 Couplings..(64 per case) | Case | 1 | 64 |  | 0.50 | 3 x 3 x 3” | 52063023724
81030 | 17.7 | 81030 - 3" Hi-Torq 80 Couplings..(36 per case) | Case | 1 | 36 |  | 0.65 | 4.5 x 3.5 x 4” | 52063041841
81040 | 22.74 | 81040 - 4" Hi-Torq 80 Couplings..(36 per case) | Case | 1 | 36 |  | 0.80 | 5.5 x 3 x 5” | 52063041858
81050 | 50.82 | 81050 - 5" Hi-Torq 80 Couplings |  | 1 | 12 |  | 1.50 | 6.5 x 4 x 6.5” | 52063041865
81060 | 57.2 | 81060 - 6" Hi-Torq 80 Couplings..(12 per case) | Case | 1 | 12 |  | 1.60 | 7.5 x 4 x 7.5” | 52063041872
81080 | 98.8 | 81080 - 8" Hi-Torq 80 Couplings..(8 per case) | Case |  | 8 |  | 1.95 | 10 x 4 x 10” | 52063041889
81100 | 130 | 81100 - 10" Hi-Torq 80 Couplings..(8 per case) | Case |  | 8 |  | 2.45 | 11.5 x 4 x 11.5” | 52063041896
83015 | 17 | 83015 1.5" Clamp All Heavy Duty No Hub Coupling(blue) with 3/8 Screw Head
83020 | 18 | 83020 2" Clamp All Heavy Duty No Hub Coupling(blue) with 3/8 Screw Head
83030 | 20 | 83030 3" Clamp All Heavy Duty No Hub Coupling(blue) with 3/8 Screw Head
83040 | 24.5 | 83040 4" Clamp All Heavy Duty No Hub Coupling(blue) with 3/8 Screw Head
83050 | 48 | 83050 5" Clamp All Heavy Duty No Hub Coupling(blue) with 3/8 Screw Head
83060 | 60 | 83060 6" Clamp All Heavy Duty No Hub Coupling(blue) with 3/8 Screw Head
83080 | 118 | 83080 8" Clamp All Heavy Duty No Hub Coupling(blue) with 3/8 Screw Head
83100 | 150 | 83100 10" Clamp All Heavy Duty No Hub Coupling(blue) with 3/8 Screw Head
83120 | 190 | 83120 12" Clamp All Heavy Duty No Hub Coupling(blue) with 3/8 Screw Head
83150 | 250 | 83150 15" Clamp All Heavy Duty No Hub Coupling(blue) with 3/8 Screw Head
85015 | 13.5 | 85015 1.5" Clamp All Medium Duty No Hub Coupling(white) with 5/16 Screw Head
85020 | 14.5 | 85020 2" Clamp All Medium Duty No Hub Coupling(white) with 5/16 Screw Head
85030 | 17 | 85030 3" Clamp All Medium Duty No Hub Coupling(white) with 5/16 Screw Head
85040 | 19.6 | 85040 4" Clamp All Medium Duty No Hub Coupling(white) with 5/16 Screw Head
85050 | 40 | 85050 5" Clamp All Medium Duty No Hub Coupling(white) with 5/16 Screw Head
85060 | 46 | 85060 6" Clamp All Medium Duty No Hub Coupling(white) with 5/16 Screw Head
85080 | 90 | 85080 8" Clamp All Medium Duty No Hub Coupling(white) with 5/16 Screw Head
85100 | 116 | 85100 10" Clamp All Medium Duty No Hub Coupling(white) with 5/16 Screw Head
85120 | 160 | 85120 12" Clamp All Medium Duty No Hub Coupling(white) with 5/16 Screw Head
85150 | 220 | 85150 15" Clamp All Medium Duty No Hub Coupling(white) with 5/16 Screw Head
99080 | 413.9 | 99080 - Hi-Torq 80 Wrench | Each | 1 |  |  | 1.05 lbs | 1.5 x 9 x 1” | 52063041902
99125 | 433.14 | 99125 - Hi-Torq 125 Wrench | Each | 1 |  |  | 1.05 lbs | 1.5 x 9 x 1” | 52063041919
10150 | 356.06 | 10150 - 15" Hi-Torq 125 Couplings..(4 per case) | Each | 1
Axiom Condensate Neutralizers and Accessories
AXTH-CF9-AL | 242.96 | AXTH-CF9-AL Aluminum Heat Exchanger Cleaner | Each | 1 |  |  |  |  | N/A
AXTH-CFSTEEL-1L | 133.34 | AXTH-CFSTEEL-1L SS Boiler Conbustion Side Cleaner | Each | 1
AXTH-CFSTEEL-AL | 133.34 | AXTH-CFSTEEL-1L SS Boiler Conbustion Side Cleaner | Each | 1 |  |  | 66 oz. | 11 x 7 x 5” | N/A
CBF-2 | 1296.3 | CBF-2 Chemical By-pass feeder 3/4" ..2 gallon | Each | 1 |  |  |  |  | N/A
CBF-5 | 1767.4 | CBF-5 Axiom Chemical Bypass Feeder 5USG |  | 1 |  |  |  |  | N/A
CN2-VHB12A | 104.44 | CN2-VHB12 Drain Rite Condensate Neutralizer with Fittings 400KBTU (NC-1S) | Each | 1 |  |  | 33 oz. | 11 x 5 x 5” | 75283066881
DMF300 | 1588.14 | DMF300 - Digital mini feeder-17 Gallon glycol feeders (2 per box) | 2 Per Box | 1 |  |  |  |  | N/A
MF200 | 1276.3 | MF200 - 10-25 psi (70-172 kPa) 6.0 USG ..Comes with funnel to simplify filling | Each | 1 |  |  |  |  | N/A
MF200-1430 | 336.3 | MF200-1430 Wall Mount Kit | Each | 1 |  |  |  |  | N/A
NC-1 | 140.74 | NC-1 Axiom Condensate Neutralizer 400k BTU With hose, Bypass and Fittings | Each | 1 |  |  | 4.4 | 3 x 14 x 4” | N/A
NC-1W | 120.74 | NC-1W Wall Hung Condensate Neutralizer 400k BTU | Each | 1 |  |  | 3.7 | 5 x 10 x 5” | 644216093748
NC-2S | 215.56 | NC-2S Condensate Neutralizer with Fittings 1m BTU | Each | 1 |  |  | 7.7 | 25 x 4 x 5” | N/A
NM-1 | 80 | NM-1 Replacement Media for the NC-1 | Each | 1 |  |  | 3 | 9 x 4 x 3” | N/A
NM-15 | 173.34 | NM-15 Replacement Media for NC-15 | Each | 1 |  |  | 36 | 12 x 11 x 11” | 718122662470
NM-1Bulk | 805.92 | NM-1Bulk - Replacement Condensate Neutralizer Media | Each | 1 |  |  |  |  | N/A
NM-1P | 112.6 | NM-1P Replacement Media for NT1-P | Each | 1 |  |  | 4 | 9 x 4 x 4” | N/A
NM-25 | 184.44 | NM-25 Replacement Media for NT-25 | Each | 1 |  |  | 8.5 | 16 x 7 x 5” | N/A
NT1-P | 297.78 | NT1-P Neutralizer Tray and Pump Combo 500K BTU | Each | 1 |  |  | 32 | 14 x 14 x 14” | N/A
NT15 | 479.26 | NT15 Neutralizer Tank with Fittings 3m BTU | Each | 1 |  |  | 42 | 8 x 18 x 4” | N/A
NT25 | 565.18 | NT25 Neutralizer Tank with Fittings 7m BTU | Each | 1 |  |  |  |  | N/A
RIA10-1-SAA | 1691.12 | RIA-1-SAA - Alarm Panel | Each | 1 |  |  |  |  | N/A
SF-10-MCF3 | 1917.86 | SF-10-MCF3 Multi Cartridge Filter | Each | 1
SF100 | 2943.7 | SF100 - 5-55 psi Hydro System Feeder | Each | 1 |  |  |  |  | N/A
SF100 | 2943.7 | SF100 - 5-55 psi Hydro System Feeder | Each | 1
SF100-0202 | 1800 | SF100-0202 Axiom Pump Kit | Each | 1
SF100-1000 | 241.92 | SF100-1000 Axiom Float Switch | Each | 1
SF100-L | 3936.3 | SF100-L 100-Gallon Glycol feeders | Each | 1 |  |  |  |  | N/A
SF100-L | 3936.3 | SF100-L 100-Gallon Glycol feeders | Each | 1
SFP-10 | 770 | SFP-10 - 3/4", 10" Filter Housing, Full Kit | Each | 1 |  |  |  |  | N/A
SFP-10 | 770 | SFP-10 - 3/4", 10" Filter Housing, Full Kit | Each | 1
SFP-10-0900 | 64.36 | SFP-10-0900 Wrench tool for FH | Each | 1
SFP-20 | 1100 | SFP-20 - 1", 20" Filter Housing, Full Kit | Each | 1 |  |  |  |  | N/A
SFP-20 | 1100 | SFP-20 - 1", 20" Filter Housing, Full Kit | Each | 1
Hot Rod Septic Treatment Products
HR-10016-PRO | 80 | HR-10016-PRO 16oz HotRod PRO..(8 bottles per case) | Each | 1 | 8 |  | 1.25 lbs | 7 x 3 x 3” | 860007617324
HR-100911 | 250 | HR-100911 1-Gallon HOTROD 911..(2 Gallons per case) | Each | 1 | 2 |  | 8.4 lbs | 7 x 3 x 3” | 860007617317
HR-100FG16 | 43 | HR-100FG16 16oz bottle HOTROD Fog..(8 bottles per case).. | Each | 1 | 8 |  | 1.25 lbs | 7 x 3 x 3” | 860007617331
HR-100RV | 52.8 | HOTROD RV Treatment 16 oz...(8 bottles per case) | Each | 1 | 8 |  | 1.25 lbs | 7 x 3 x 3” | 860007617379
ScaleBlaster Water Treatment Products
SB-250 | 2600 | SB-250 ScaleBlaster Commercial Descaler for up to 2" Pipes | Each | 1 | 1 |  | 16.25 lbs | 17 x 15 x 11" | N/A
SB-350 | 3500 | SB-350 Scale Blaster Commercial Descaler | Each | 1 | 1 |  | 20 lbs | 17 x 15 x 10" | N/A
SB-450 | 4500 | SB-450 Scale Blaster Commercial Descaler | Each | 1 | 1 |  | 26 lbs | 20 x 17 x 11" | N/A
SB-650 | 5590 | SB-650 Scale Blaster Commercial Descaler | Each | 1 | 1 |  | 26 lbs | 20 x 17 x 11" | N/A
SB-75 | 266 | SB-75 ScaleBlaster Residential Decscaler (0-19 gpg) (Indoor Only) | Each | 1 | 1 |  | 2.2 lbs | 10 x 7 x 5" | N/A
SB-MAX PRO | 770 | SB-MAX-PRO ScaleBlaster Residential Descaler for water up to 40GPG Hardness | Each | 1 | 1 |  | 4.6 lbs | 12 x 12 x 5" | N/A
Seymour-Paint and Accessories
16-1445 | 19.04 | 16-1445 Cold Galvanized Spray Paint (16 oz. Can) (6 per case) | Each | 1
16-1700 | 12 | 16-1700 Weatheredwood Roof | Each | 1
16-1702 | 12 | 16-1702 - Roof Accessory Paint - Hickory | Each | 1 | 12 |  | 18 | 3 x 8 x 3” | 43281000642
16-1703 | 12 | 16-1703 - Roof Accessory Paint - Charcoal | Each | 1 | 12 |  | 18 | 3 x 8 x 3” | 43281000659
16-1705 | 12 | 16-1705 - Roof Accessory Paint - Slate Grey | Each | 1 | 12 |  | 18 | 3 x 8 x 3” | 43281000673
16-1710 | 12 | 16-1710 - Roof Accessory Paint - Tile Red | Each | 1 | 12 |  | 18 | 3 x 8 x 3” | 43281000727
16-547 | 14.6 | 16-547 Green Rebar Expoxy | Each | 1 | 12 |  | 18 |  | N/A
20-146 | 17.02 | 20-146 Rapid Seal - Black VOC Compliant | Each | 1 | 12 |  | 18 | 3 x 8 x 3” | 43281004671
20-147 | 18.32 | 20-147 Seal Fast (White) Rubberized Paint Sealer 20 oz can w/15 oz Fill Weight (12 per case) | Each | 1 | 12 |  | 18 | 3 x 8 x 3” | 43281004671
20-148 | 18.32 | 20-148 Seal Fast (Black) Rubberized Paint sealer 20 oz can w/15 oz Fill Weight (12 per case) | Each | 1 | 12 |  | 18 | 3 x 8 x 3” | 43281005029
20-21 | 10.54 | 20-21 Stainless Steel Cleaner..(12 per case) | Each | 1 | 12 |  | 18 |  | N/A
20-352 | 9.4 | 20-352 Stripe® Inverted Marking Paint-White 16 oz Fill weight, Waterbase VOC Compliant (12 per case) | Each | 1 | 12 |  | 18 | 3 x 8 x 3” | 43281008273
20-353 | 9.4 | 20-353 Stripe® Inverted Marking Paint Precaution Blue 16 oz Fill weight, Waterbase..VOC Compliant (12 per case) | Each | 1 | 12 |  | 18 | 3 x 8 x 3” | 43281008280
20-355 | 9.4 | 20-355 Stripe® Inverted Markin Paint Safety Green 16 oz Fill weight, Waterbase ..VOC Compliant (12 per case) | Each | 1 | 12 |  | 18 | 3 x 8 x 3” | 43281008303
20-357 | 9.4 | 20-357 Stripe® Inverted Marking Paint Fluorescent Orange 16 oz Fill weight, Waterbase (12 per case) | Each | 1 | 12 |  | 18 | 3 x 8 x 3” | 43281008310
20-368 | 9.4 | 20-368 Stripe Inverted Tip (20oz can.15oz fill) Fluorescent Green (12 per case) | Each | 1 | 12 |  | 18 | 3 x 8 x 3” | 43281008341
20-370 | 9.4 | 20-370 Stripe® Inverted Marking Paint Alert Orange 16 oz Fill weight, Waterbase (12 per case) | Each | 1 | 12 |  | 18 | 3 x 8 x 3” | 43281008365
20-371 | 9.4 | 20-371 Stripe® Inverted Marking Paint Safety Red 16 oz Fill weight, Waterbase (12 per case) | Each | 1 | 12 |  | 18 | 3 x 8 x 3” | 43281008365
20-378 | 9.4 | 20-378 Stripe® Inverted Marking Paint Utility Yellow 16 oz Fill weight, Waterbase (12 per case) | Each | 1 | 12 |  | 18 | 3 x 8 x 3” | 43281008396
20-380 | 9.12 | 20-380 Stripe® Inverted Marking Paint Purple 20oz/ 15oz Fill weight, Waterbase..VOC Compliant (12 per case) | Each | 1 | 12 |  | 18 |  | N/A
20-631 | 11.1 | 20-631 Stripe Inverted Tip Marking Paint Clear (12 per case) | Each | 1 | 12 |  | 18 |  | N/A
20-657 | 9.62 | 20-657 Stripe® Inverted Tip Orange Fluorescent (20oz cans w/17oz Fill weight) (12 per case) | Each | 1 | 12 |  | 18 | 3 x 8 x 3” | 43281001946
20-679 | 9.62 | 20-679 Stripe® Inverted Tip Pink Fluorescent (20oz cans w/17oz Fill weight) (12 per case) | Each | 1 | 12 |  | 18 | 3 x 8 x 3” | 43281002028
5001 | 11.9 | 5001 - "Tub Shield" Protective Peelable Coating 20 oz - Black (AM 2410 0000) | Each | 1 | 12 |  | 18 | 3 x 8 x 3” | N/A
620-1417 | 17.9 | 620-1417 - (ANSI 49) Dark Gray Spray Paint 20oz can with 16oz fill weight (6 per case) | Each | 1 | 12 |  | 18 | 3 x 8 x 3” | N/A
98-10 | 12.06 | 98-10 Seymour Enamel Spray Paint Black 12 oz Fill weight (12 per case) | Each | 1 | 12 |  | 18 | 3 x 8 x 3” | 43281002424
98-2 | 12.06 | 98-2 Seymour Enamel - Gloss White (16 oz can) | Each | 1 | 12 |  | 18 | 3 x 8 x 3” | 43281006743
98-36 | 12.06 | 98-36 Seymour Enamel Spray Paint Gloss Brown 12 oz Fill weight | Each | 1 | 12 |  | 18 | 3 x 8 x 3” | 43281002615
Z-120 | 475.86 | Z-120 Display Merchandising Rack..Holds 120 Cans..18"W x 22"D x 68"H | Each | 1 |  |  | 18 |  | N/A
Z-240 | 594.84 | Z-240 Display Merchandising Rack (Holds 240 cans) 24"W x 22"D x 68"H | Each | 1 |  |  |  |  | N/A
Z-48 | 0 | Z-48 Seymour Display - Holds 48 cans | Each | 1 |  |  | 5.5 | 18 x 37 x 3” | N/A
Z-605 | 83.08 | Z-605 Stripe® Inverted Spray Gun | Each | 1 |  |  |  |  | N/A
Z-606 | 94.3 | Z-606 Stripe® Inverted Spray Wand with roller wheel | Each | 1 |  |  |  |  | N/A
Test Products International-Testing Equipment and Accessories
8100 | 110 | 8100 - Digital Multimeter (100 EZ DMM) | Each | 1 |  |  | 3.0 | 6 x 3 x 1.25” | 637623001000
8265 | 160 | 8265 - Digital Clamp-On Meter | Each | 1 |  |  | 2.50 | 7.25 x 13 x 2” | 637623002656
8315 | 45 | 8315 - Digital Thermometer (315C) | Each | 1 |  |  | 1.8.00 | 3 x 8.25 .75” | 637623003158
8381a | 174 | 8381a Infrared Gun w/Thermocouple input | Each | 1 |  |  | 24.00 | 7.5 x 12 x 3” | 637623003813
850 | 49.74 | 850 Non-Contact Volt Stick | Each | 1 |  |  | 1.20 | 9 x 6 x 1” | 63723000508
8500 | 690 | 8500 - Complete Tankless Water Heater Testing Kit - (621C7) | Each | 1 |  |  | 5.5 | 12x9x3” | 745557934445
8600 | 690 | 8600 Complete Tankless Water Heater Testing Kit with Clamp-on Meter and Multimeter - (621C8) | Each | 1 |  |  | 5.5 | 12x9x3” | 637623006081
8605 | 8.5 | 8605 Universal T Fitting (A605) |  | 12 |  |  | 0.60 | 5 x 9.5 x 2.25” | 637623106057
8608 | 260 | 8608 - Digital Single Input Manometer | Each | 1 |  |  | 24.00 | 7 x 11.75 x 2” | 637623006081
8620 | 460 | 8620 - Digital Dual Input Manometer (621) | Each | 1 |  |  | 24.00 | 12 x 8 x 3” | 63762300620
8719 | 280 | 8719 Combustible Gas Leak Detector | Each | 1 |  |  | 3.2 | 7.5 x 14 x 2.25” | 637623007194
8725L | 172 | 8725L Combustible Gas Leak Detector "NEW" | Each | 1 |  |  | 1.6 | 3 x 16 x 1” | 637623017254
8768 | 69.2 | 8768 - A768 Carring Case | [6 empty] | N/A
8770 | 254 | 8770 - A770 Flue gas probe with temperature | [6 empty] | N/A
8774 | 28 | 8774 6" Silicone Tubing |  | 1 |  |  | 2 | 5 x 9.25 x 2.5” | 637623107740
8775 | 720 | 8775 - Ambient CO and Combustible Gas Leak Detector |  |  |  |  | 0.05 | 3 x 1 x 1” | N/A
8820 | 4.52 | 8820 - Adapter Tube Connector (A820) |  |  |  |  | 0.05 | 24 x 4 x .25” | 637623107917
8908 | 44 | 8908 - Carry Case |  |  |  |  | 0.6 | 11.5 x 8.5 x 2.5” | 637623109089
8CK21M | 72 | 8CK21M K-type Thermocouple (pipe clamp) |  |  |  |  | 2 | 9 x 5 x 3” | 63762300113
DC710C1 | 1160 | Flue Gas Analyzer |  |  |  |  | 5 | 7 x 7 x 5” | N/A
Ipex System 1738 PVC Venting and Accessories for Tankless Water Heaters
196050 | 7.2 | 196050 - 2" Termination Vent Sreen
196051 | 12.06 | 196051 - 3" Termination Vent Screen | Each | 1 |  |  | .25 lb. | 2 x 2 x .25” | 622454319776
196052 | 19.24 | 196052 - 4" Termination Vent Screen | Each | 1 |  |  | .25 lbs | 3 x 3 x .25” | 622454319783
196090 | 34.78 | 196090 - 6" SS Wire Mesh Vent Screen | Each | 1 |  |  | .25 lbs | 4 x 4 x .25” | 622454386792
196091 | 73.28 | 196091 - 8" SS Wire Mesh Vent Screen | Each | 1 |  |  | .15 lbs | 6 x 6 x .01” | 622454394094
196102 | 19.26 | 196102 - Replacement Vent Cap for Concentric Vent Kit #196188 | Each | 1 |  |  | .20 lbs | 8 x 8 x .01” | 622454394100
394000 | 78.62 | 394000 - 2" PVC Gas Vent Pipe plain end (10' lenghts) | 10’ Section
394001 | 152.5 | 394001 - 3" PVC Gas Vent Pipe plain end (10' lengths) | 10’ Section |  |  |  | 10 lb.
394002 | 227.22 | 394002 - 4" PVC Gas Vent Pipe plain end (10' lengths) | 10’ Section
397006 | 140.72 | 397006 - PVC - FGV 3 x 20 Concentric Vent Kit | Each | 1
397010 | 8.86 | 397010 - PVC - FGV 2" 45° Long Elbow H x H | Each | 1
397011 | 18.48 | 397011 - PVC - FGV 3" 45° Long Elbow H x H | Each
397021 | 476.04 | 397021 - PVC - FGV 4 x 36 Concentri Vent Kit | Each |  |  |  | 19 | 3.5 x 36 x 3.5”
397022 | 9.24 | 397022 - PVC - FGV 2" 90° Long Elbow H x H | Each | 1
397023 | 23.1 | 397023 - PVC - FGV 3" 90° Long Elbow H x H | Each | 1
397025 | 25.08 | 397025 - PVC - FGV 3"-90° Elbow H x H | Each | 1 |  |  | .95 | 4 x 6 x 6”
397035 | 8.02 | 397035 - PVC-FGV 2"-90° Elbow H x H | Each | 1 |  |  |  |  | 622454808874
397041 | 61 | 397041 - System 1738 Low VOC PVC Cement, Auburn - Quart (946 ml) | Each | 1 |  |  | 2.05 | 4.25 x 5.5 x 4.25”
397043 | 72.58 | 397043 - System 1738 Low VOC PVC Primer, Flourescent Yellow - Quart (946 ml) | Each | 1 |  |  | 2.05 | 4.25 x 5.5 x 4.25”
397055 | 62.68 | 397055 - 4" Faceplate-Round - Self Sealing Foam Back | Each | 1 |  |  | .5 | 4.5 x 4.5 x 4.5”
397063 | 45.06 | 397063 - 2" Faceplate-Round - Self Sealing Foam Back | Each | 1 |  |  | .5 | 2.5 x 2.5 x 2.5”
397064 | 53.4 | 397064 - 3" Faceplate-Round - Self Sealing Foam Back | Each | 1 |  |  | .5 | 3.5 x 3.5 x 3.5”
397082 | 14.34 | 397082 - PVC - FGV 2" Tee-Wye H x H x H | Each | 1 |  |  | .4 | 2.75 x 5 x 4.25” | 622454811690
397083 | 25.72 | 397083 - PVC - FGV 3" Tee-Wye H x H x H | Each | 1 |  |  | 1.25 | 4 x 7.5 x 4.25 | 622454811645
397084 | 40 | 397084 - PVC - FGV 4" Tee-Wye H x H x H | Each | 1 |  |  | 2.55 | 5 x 10 x 8.5”
397106 | 182.8 | 397106 - PVC - FGV 3 x 32 Concentric Vent Kit | Each | 1 |  |  | 19 | 3.5 x 32 x 5” | 622454818361
397124 | 36.94 | 397124 - PVC - FGV 4" 90° Long Elbow H x H | Each | 1
397184 | 43.1 | 397184 - PVC - FGV 4 X 2 Reducer Tee-Wye H x H x H | Each | 1 |  |  | 1.0 | 4 x 6 x 5”
397185 | 25.72 | 397185 - PVC - FGV 3 X 2 Reducer Tee-Wye H x H x H | Each | 1 |  |  | .85 | 4 x 6 x 5”
397191 | 14.56 | 397191 - 2 " Concentric Vent Kit Termination Flashing-Stretch Fit | Each | 1 |  |  | 0.4 | 9 x 3.5 x 13” | 622454844414
397206 | 15.88 | 397206 - 3" or 4" Concentric Vent Termination Flashing-Stretch Fit | Each | 1 |  |  |  |  | 622454854024
397242 | 6.88 | 397242 - PVC FGV 2" 45° Elbow H x H | Each | 1 |  |  | .2 | 2.5 x 3.5 x 3.25” | 622454825099
397243 | 15.42 | 397243 - PVC - FGV 3" 45° Elbow H x H | Each | 1 |  |  |  |  | 622454825086
397244 | 33.86 | 397244 - PVC - FGV 4" 45° Elbow H x H | Each | 1 |  |  |  |  | 622454825093
397256 | 181.48 | 397256 - PVC - FGV 3 x 24 Universal Concentric Vent Kit | Each | 1 |  |  | 10.0 | 3.5 x 25 x 3.5” | 622454862418
397284 | 8.48 | 397284 - PVC - FGV 3 x 2 Reducer Bushing Sp x H | Each | 1
397352 | 4.62 | 397352 - PVC - FGV 2" Coupling H x H | Each | 1 |  |  |  |  | 622454825147
397353 | 10.94 | 397353 - PVC - FGV 3" Coupling H x H | Each | 1 |  |  | .45 | 4 x 3 x 4” | 622454825154
397354 | 18.78 | 397354 - PVC - FGV 4" Coupling H x H | Each | 1 |  |  |  |  | 622454825161
397364 | 9.02 | 397364 - PVC - FGV 3 x 2 Increaser Cplg H x H | Each | 1 |  |  | 1 | 4 x 5 x 3” | 622454826120
397365 | 17.1 | 397365 - PVC - FGV 4 x 2 Increaser Cplg H x H | Each | 1 |  |  |  |  | 622454829886
397366 | 22.72 | 397366 - PVC - FGV 4 x 3 Increaser Cplg H x H | Each | 1 |  |  |  |  | 622454828186
397512 | 36.94 | 397512 - PVC 3" Acces Tees H x H x FPT (includes 1/2" plug) | Each | 1 |  |  |  |  | 6224548352669
397513 | 61.56 | 397513 - PVC 4" Access Tees H x H x FPT (includes 1/2" plug) | Each | 1 |  |  |  | 5 x 6 x 6”
397984 | 44 | 397984 - PVC - FGV 2" Low Profile Termination Kit | Each | 1
397985 | 81.56 | 397985 - PVC - FGV 3" Low Profile Termination Kit | Each | 1
397986 | 97.32 | 397986 - PVC - FGV 4" Low Profile Termination Kit | Each | 1
AquaMotion Inc. - Re Circulation Pumps and Accessories
AM10-S3FV1 | 1400 | AM10-S3FV1 - 3 Speed Recirc Pump,BICV,4 Bolt Universal | Each | 1 | 1 |  | 8.65 lbs | 7.5 x 6 x 7” | 853647005316
AM55-SFVL | 1090 | AM55-SFVL - Variable Speed SS Recirc Pump, BICV, 4 Bolt Universal Flanges | Each | 1 | 1 |  | 6.5 lb. | 7 x 6 x 4” | 853647005651
AM6-SUCV1 | 710 | AM6-SUCV1 - Single Speed SS Recirc Pump, 1/2" SWT Union Style Connections | Each | 1 | 1 |  | 5.55 lbs | 7.5 x 6.5 x 6.5” | 853647005170
AM7-SFV1 | 1160 | AM7-SFV1 - Single Speed SS Recirc Pump, BICV, 2 Bolt Flanges | Each | 1 | 1 |  | 6.35 lbs | 8 x 6 x 7” | 853647005231
AM7-SU1ZLT1 | 755.74 | AM7-SU1ZLT1 - Pump only for..AMH1K-6ODRZT1 | Each | 1 | 1
AM7-SUCV1LT1 | 954.98 | AM7-SUCV1LT1 Aqua Ready Single-Speed Stainless Circulator | Each | 1 | 1
AM7-SUV1AXLT1 | 1065.34 | AM7-SUV1AXLT1 - Outdoor Single Speed SS Recirc Pump Kit For Applications | Each | 1 | 1
AMH1K-3UV | 872 | AMH1K-3UV - Single Speed SS Recirc Pump Kit for tank type water heater applications | Each | 1 | 1 |  | 7.3 lb. | 7.5 x 6.5 x 7” | 857529005517
AMH1K-6ODRZT1 | 1148 | AMH1K-6ODRZT1 - For Tankless Heaters without Built-in Pump AM6 AquaMotion SS Circulator with a Build-in Timer and a 10' line cord AMK-ODR Bypass valve | Each | 1 | 1 |  | 7.3 lb. | 7.5 x 6.5 x 7” | 857529005517
AMH1K-7ODRXZT1 | 1550 | AMH1K-7ODRXZT1 Tankless w/o Built-in Pump, Outdoor Applications with ODR Valve | Each | 1 | 1
AMH1K-RODRN | 1750 | AMH1K-RODRN On-Demand Tankless Pump Kit (up to 600') | Each | 1 | 1 |  | 8.5 lb. | 8 x 8.25 x 9” | 857529005975
AMH2K-7 | 1000 | AMH2K-7 Circulator With Unions, Pex and Copper Tubing, Built in Timer. | Each | 1 | 1 |  | 7 lb. | 8 x 8.25 x 9” | 853647005651
AMH2K-7N1WB | 800 | AMH2K-7N1WB Recirculation Pump with Unions and Timer and On Call Wireless Control Kit with Reciever and Remote Button | Each | 1 | 1
AMH2K-R | 1260 | AMH2K-R Dedicated return line:Automatic for systems w/Tankless Water Heaters, AMRS3FV1LT1 Circulator,3/4" male threaded flange,Universal 1/2 & 3/4 Aquatast & Mechanical timer | Each | 1 | 1
AMH3K-7 | 920 | AMH3K-7 - Circulator with Union, Line Cord, Built-in Aquastar, BICV, & with Fittings and Hoses For systems with Hot Water Tanks. Automatic or On-Call. Medium (250 ft) Pipe length | Each | 1 | 1 |  | 9 lb. | 9 x 9 x 9” | 857529005555
AMH3K-R | 1350 | AMH3K-R - 3-Speed SS under sink Recirc Pump Kit with timer. check valves & Aqua-stat | Each | 1 | 1 |  | 13.5 lb. | 9 x 10 x 9” | Z
AMK-A | 110 | AMK-A Universal 1/2" & 3/4" Aquastat with..10' cord, 85° - 105° | Each | 1 | 1 |  | .65 lbs | 4.5 x 1.5 x 14”
AMK-APB1 | 154.6 | AMK-APB1 - Aquamotion Pump Control Replacement | Each | 1 | 1
AMK-MS | 280 | AMK-MS - On call Wireless Control Kit w/Motion Sensor & Receiver (9V Battery not included) | Each | 1 | 1 |  | .75 lbs | 7 x 2 11”
AMK-MSR | 128 | AMK-MSR - On-call Wireless Motion Sensor for AMK-MS kit | Each | 1 | 1 |  | .5 lb. | 4 x 6 x 1.5”
AMK-ODR2 | 300 | AMK-ODR Superflow Valve Kit Only | Each | 1 | 1 |  | 1.5 lb. | 8 x 5.5 x 3.5” | 857529005814
AMK-SC | 91.18 | AMK-SC Watchdog Smart Controller | Each | 1 | 1 |  | .45 lbs | 6 x 5 x 5” | 853647005190
AMK-T | 128 | AMK-T - Digital Timer Kit, 110V,1HP Rating | Each | 1 | 1 |  | .45 lbs | 6 x 5 x 5” | 853647005190
AMK-UK | 242 | AMK-UK Aqua Flash Universal Valve Kit for Hot Water Tanks | Each | 1 | 1 |  | 1.30 Ibs. | 6.5 x 6.5 x 2.5” | 853647005910
AMK-WB | 264 | AMK-WB - On Call Wireless Control Kit with Receiver & One Remote Button | Each | 1 | 1 |  | .65 lbs | 8 x 11 x 2” | 853647005965
AMK-WBR | 128 | AMK-WBR Additional Wireless Button w/ Wall Mounting Bracket for AMK-WB Kit | Each | 1 | 1 |  | 0.5 | 6 x 8 x 0”
AMK-WSR | 128 | AMK-WSR Additional On-Call Wireless Rocker Switch | Each | 1 | 1 |  | 0.5 | 6 x 8 x 0”
AMR-S3FV1AL | 1279.84 | AMR-S3FV1AL SS 3-Speed Pump with..Aqua-Stat and cord | Each | 1 | 1
AMR-S3FV1LT1 | 1290 | AMR-S3FV1LT1 - Aqua-Ready Three Speed Stainless Recirculation Pump - 25mm BICV, 4 Bolt Flange, Line Cord, Timer | Each | 1 | 1 |  | 9.05 lbs | 7.5 x 6 x 7” | 856347005835
APB30 | 1310 | APB30 -AQUA-MAX Pressure Booster, Stainless construction, Multi stage Stainless impeller, Composite control, compact 14"x14"x11", Increases water pressure by 30 psi. Single phase,115/60/1, inlet 1", Outlet UC 3/4" male NPT Union Connection | Each | 1 | 1 |  | 22.5 | 14 x 14 x 11”
CT07 | 260 | CT07 - Replacement Cartridge Kit for AM7 | Each | 1 | 1 |  | .95 lbs | 5.5 x 2.75 x 2.75” | 853647005026
FK100S | 128 | FK100S 1" Stainless Flange Kit | Each | 1 | 1 |  | 2 lb. | 5 x 5 x 5” | 857529005586
FK75S | 128 | FK75S 3/4" Stainless Flange Kit | Each | 1 | 1 |  | 1.85 lbs | 5 x 5 x 5” | 857529005579
UK75 | 58 | UK75 - 3/4" SWT Union Kit | Each | 1 | 1 |  | .50 lbs | 6 x 6 x 6” | 853647005453
StreamLabs Inc. - Water Leak Detection Devices
FPAC-3001-W | 31.98 | FPAC-3001-W Scout 3-Foot Rope Sensor- White | Each | 1
FPAC-4001-W | 17.98 | FPAC-4001-W Scout Wall Mount -..White | Each | 1
FPAC-5001 | 23.98 | FPAC-5001 Scout Optional Power Supply
SLFP-1000-W | 258 | SLFP-1000-W StreamLabs Scout-Sensor..White
UFAC-125 | 49.3 | UFAC-125 StreamLabs Water Monitor Control Extension Cable 25 ft. | Each | 1 |  |  | 0.5 | 8 x 5 x 3”
UFAC-150 | 63.8 | UFAC-150 StreamLabs Water Monitor Control Extension Cable 50 ft. | Each | 1 |  |  | 0.75 | 8 x 5 x 3”
UFCV-1-1/2 | 2300 | UFCV-1-1/2 1-1/2" FNPT Installation Kit
UFCV-2 | 2400 | UFCV-2 2" FNPT Installation Kit
UFCV-3/4 | 1600 | UFCV-3/4 Installation Kit 3/4" FNPT
UFCV-1 | 1900 | UFCV-1 Installation Kit 1" FNPT
UFCV-1-1/4 | 2100 | UFCV-1-1/4 Installation Kit 1-1/4" FNPT
UFAC-3001 | 84.1 | UFAC-3001 Steel Mounting Bracket | Each | 1 |  |  | 0.3 | 7 x 2”
UFAC-5001 | 171.1 | UFAC-5001 Outdoor Enclosure | Each | 1 |  |  | 2 | 12 x 2”
UFAC-6001 | 72.5 | UFAC-6001 Wi-Fi Range Extender | Each | 1 |  |  | 0.4 | 4 x 4” | 40030700446
UFAC-7002 | 171.1 | UFAC-7002 Battery Backup w/DC to DC Transfer Cable | Each | 1 |  |  | 1 | 5 x 5” | N/A
Nortiz America
1323709-B | 3.2 | 1323709-B O-Ring (P4 Thermister)
3223302-B | 3.2 | 3223302-B O-Ring - High Temp P16
3223302-B | 3.2 | 3223302-B O-Ring - High Temp P16
3264408 | 3.2 | 3264408 O-Ring (P6)
3359808-B | 3.2 | 3359808-B - O-Ring High TempP12.5
ALSJ079 | 11.74 | ALSJ079 - High Voltage Igniter Wire
ALSJ079 | 11.74 | ALSJ079 - High Voltage Igniter Wire
BRQL008 | 5.62 | BRQL008 - O-Ring - Water Filter
BRQL008 | 5.62 | BRQL008 - O-Ring - Water Filter
BWCD090-B | 71.02 | BWCD090-B Flow Sensor
BWCD096 | 45.94 | BWCD096 Thermister (Hot Water)
BWCD097-B | 41.8 | BWCD097-B Thermistor - Cold Water
BWCD097-B | 41.8 | BWCD097-B Thermistor - Cold Water
BWCD098-B | 33.46 | BWCD098-B Thermistor (Heat Exchanger)
BWCH003 | 15.12 | BWCH003 Thermistor (Air)
CCS-V | 271.14 | CCS-V Crossover Valve Kit for NRCR92/111
CK-42 | 564 | CK-42 Conversion Kit-NRC83 Propane to Natural Gas
CK-46 | 639.98 | CK-46 Propane to Natural Gas Conv kit for NRC1111DV-OD-NCC1991DV-OD
CK-82 | 565.06 | CK-82 GQ 60 Series LP to NG
CRPJ002-B | 62.72 | CRPJ002-B - Igniter
CRPJ002-B | 62.72 | CRPJ002-B - Igniter
CRPJ014-B | 15.86 | CRPJ014-B - Indicator Light
DJPL004 | 2.46 | DJPL004 - Gasket - Flame Rod
DJPL004 | 2.46 | DJPL004 - Gasket - Flame Rod
DTJD006 | 5.02 | DTJD006 - Water Filter Cap
DTJD006 | 5.02 | DTJD006 - Water Filter Cap
DTJJ015 | 87.74 | DTJJ015 - GFCI Lightning Protection
DTJJ015 | 87.74 | DTJJ015 - GFCI Lightning Protection
DUVD017-B | 138.02 | DUVD017-B - Water Flow Sensor ..wo Thermistor Set
DUVD017-B | 138.02 | DUVD017-B - Water Flow Sensor ..wo Thermistor Set
DUVD019-B | 158.86 | DUVD019-B Water Flow Sensor
DZTJ008 | 28.46 | DZTJ008 - Wiring Harness ..Main Wster Servo
DZTJ008 | 28.46 | DZTJ008 - Wiring Harness ..Main Wster Servo
EBTD041 | 87.74 | EBTD041 - Water Flow Sensor
EDGD101 | 108.6 | EDGD101 Water Flow Sensor
EDNJ006-B | 121.2 | EDNJ006-B - Transformer
EDNJ006-B | 121.2 | EDNJ006-B - Transformer
EGBD032 | 15.86 | EGBD032 Noritz Inlet Water Filter
EGGD037 | 87.74 | EGGD037 Water Flow Sensor
EHAD008 | 564.2 | EHA008 - Mixing Valve - w Servos SET
EHAD008 | 564.2 | EHA008 - Mixing Valve - w Servos SET
ELVH002 | 26.66 | ELVH002 High Limit Switch
ELWD005 | 121.2 | ELWD005 Mixing Valve
EMUJ004 | 37.62 | EMUJ004 Ignitor
ENJH001 | 34.28 | ENJH001 High Limit Switch
ENKL001 | 14.32 | ENKL001 - Gasket - Manifold Plate
ENKL001 | 14.32 | ENKL001 - Gasket - Manifold Plate
EPAD001 | 104.48 | EPAD001 Flow Sensor
ERDD011 | 91.98 | ERDD011 - Water Flow Sensor w/..Thermistor SET
ERDD011 | 91.98 | ERDD011 - Water Flow Sensor w/..Thermistor SET
ERDJ011 | 62.72 | ERDJ011 GFCI (Lightening Protection)
ERDJ112 | 91.98 | ERDJ112 Ignitor
ETC102-PC | 297.8 | ETC102-PC Pump Controller for HH
ETFD011 | 217.32 | ETFD011 - Water Servo - Main SET
ETFD011 | 217.32 | ETFD011 - Water Servo - Main SET
ETFD050 | 213.12 | ETFD050 Bypass Water Servo
ETFD051 | 217.32 | ETFD051 - Water Servo- Main
ETHD-025 | 217.32 | ETHD-025 Watwr Servo (Set)
ETPD001 | 79.38 | ETPD001 - Pipe-Flow Sensor to SS Heat Exchanger
ETPD001 | 79.38 | ETPD001 - Pipe-Flow Sensor to SS Heat Exchanger
EULL003 | 3.38 | EULL003 - Gasket - Ignition Plug
EULL003 | 3.38 | EULL003 - Gasket - Ignition Plug
EZ2-CK-1 | 267.3 | EZ2-CK-1 - Flex Vent 2" Conversion Kit
EZ2FVK-1 | 1149.42 | EZ2FVK-1 - Flex Vent 2" Kit-25 ft
FABH001 | 25.12 | FABH001 High Limit Switch (194)
FBMD011 | 217.38 | EDGD101 Main Water Servo
FDAA103 | 40.12 | FDAA103 - Wall Mounting Bracket
FDAD-016 | 13.32 | FDAD-016 Water Connector-Elbow
FHCE370 | 92.56 | FHCE370 - Std. LP Conversion Kit (GQ61)
FHCL004 | 15.02 | FHCL004 - Gasket Ignition Plug
HBC-3 | 124.74 | HBC-3 - Refill Cartridge for SS HB 3
HBC-3 | 124.74 | HBC-3 - Refill Cartridge for SS HB 3
IK-WV-200-3-TH-LF | 147.52 | IK-WV-200-3-TH-LF Lead Free 3/4 Threaded Isolation Valve
IK-WV-200-3-TH-LF | 147.52 | IK-WV-200-3-TH-LF Lead Free 3/4 Threaded Isolation Valve
IK-WV-200-3SW-LF | 147.52 | IK-WV-200-3SW-LF Lead Free 3/4 Sweat Insolation Vlv Kit
IK-WV-200-3SW-LF | 147.52 | IK-WV-200-3SW-LF Lead Free 3/4 Sweat Insolation Vlv Kit
IK-WV-300-2-TH-LF | 639.48 | IK-WV-300-2-TH-LF 1 in Threaded Isolation Valve Kit w/male 2.7 BTUH PRV-LF-RWV
NAC309 | 525.26 | NAC309 - Gas Valve Assembly
NHH199100-NG | 10825 | NHH199100-NG 119 Gallon Tank with 199BTU Tankless. 2" PVC Vent. 1.5" Water Inlet/Outlet. 317GPH. 10 Year Warranty
NHH199100-NG | 10825 | NHH199100-NG 119 Gallon Tank with 199BTU Tankless. 2" PVC Vent. 1.5" Water Inlet/Outlet. 317GPH. 10 Year Warranty
NRK-1 | 628.3 | NRK-1 Nortiz Tankless No Roof Vent Kit
NWC-ADAPTER | 465 | NWC-ADAPTER Nortiz Connect Wi-Fi Adapter
PC-11S | 383.56 | PC-11S Pipe Cover (G061 Models only)
PC-3S | 244.1 | PC-3S - Pipe Cover for NRC98-NPCC111
PRC-1 | 117.48 | PRC-1 Plastic Rain Cap
PVT-HL | 87.76 | PVT-HL 3"/4" Horizontal Hood / Louvre Vent Termination
QC-1 | 69.74 | QC-1 Quick Connect Cable for NC380..(2 units only)
QC-2 | 69.74 | QC-2 Quick Connect Cable ..(2 units only)
QNCJ035 | 334.32 | QNCJ035 - Operation Panel- RC-B201M SET
QNCJ035 | 334.32 | QNCJ035 - Operation Panel- RC-B201M SET
RC-9018M | 597.84 | RC-9018M Remote Controller
RC-9018M | 597.84 | RC-9018M Remote Controller
RC-CORD10 | 32.9 | RC-CORD10 10 Ft. Remote Controller Cord
RC-CORD26 | 56.82 | RC-CORD26 26' Remote Controller Chord
RC7651M-A | 321.2 | RC7651M-A Remote Control (Residential Heaters)
RPK-EXT | 948.74 | RPK-EXT External Recirculation Pump Kit..with remote controller
SAC1229 | 12.52 | SAC1229 - High Voltage Igniter Wire
SAC1229 | 12.52 | SAC1229 - High Voltage Igniter Wire
SAC6082 | 0.86 | SAC6082 - Inlet Manifold Pressure Tap Screw
SAC6082 | 0.86 | SAC6082 - Inlet Manifold Pressure Tap Screw
SAD6633B | 1.52 | SAD6633B O-Ring (P3)
SBH9490 | 225.66 | SBH9490 - Water Servo - Bypass SET
SBH9490 | 225.66 | SBH9490 - Water Servo - Bypass SET
SBH9491 | 225.66 | SBH9491 - Water Servo Main SET
SBH9491 | 225.66 | SBH9491 - Water Servo Main SET
SC-401-12M | 2888.16 | SC-401-12M - System Controler ..(up to 12 units)
SC-401-6M | 896.74 | SC-401-6M System Controller
SHC71L4 | 773.12 | SHC71L4 - Circuit Board - GQ Models NCC1990D DVNR98 ..NC1990D DVCNR98SV
SHC71L4 | 773.12 | SHC71L4 - Circuit Board - GQ Models NCC1990D DVNR98 ..NC1990D DVCNR98SV
SHC71LE | 877.62 | SCH71LE - Circuit Board - ..NR83, NRC83, NRC98
SHC71LE | 877.62 | SCH71LE - Circuit Board - ..NR83, NRC83, NRC98
SHC71LF | 731.4 | SHC71LF - Noritz Circuit Board ..NR981, NC1991, NRC1111, NCC1991
SHC71LF | 731.4 | SHC71LF - Noritz Circuit Board ..NR981, NC1991, NRC1111, NCC1991
SHC71ZY | 473.62 | SHC71ZY Circuit Board
SKC7448 | 35.12 | SKC7448 - Ignition Plug w/Gasket
SKC7448 | 35.12 | SKC7448 - Ignition Plug w/Gasket
SKC7449 | 17.6 | SKC7449 - Flame Rod Plug w/gasket
SKC7453 | 28.46 | SKC7453 - Thermal Fuse - Multiple Units
SKC7453 | 28.46 | SKC7453 - Thermal Fuse - Multiple Units
SKC7842 | 605.94 | SKC7842 - Burner w/Gasket and Ignition Plug SET
SKC7842 | 605.94 | SKC7842 - Burner w/Gasket and Ignition Plug SET
SKD7441 | 376.18 | SKD7441 - Fan Motor w/Housing - ..Multiple Units
SKD7441 | 376.18 | SKD7441 - Fan Motor w/Housing - ..Multiple Units
SKF7368 | 585.12 | SKF7368 - Gas Valve w/Manifold Plate 29 SET
SKF7368 | 585.12 | SKF7368 - Gas Valve w/Manifold Plate 29 SET
SKF7381 | 638.98 | SKF7381 - Gas Valve w/Manifold Plate 36 SET
SKF7381 | 638.98 | SKF7381 - Gas Valve w/Manifold Plate 36 SET
SKG7006 | 783.26 | SKG7006 - Heat Exchanger Kit..NR66-SV SET
SKG7006 | 783.26 | SKG7006 - Heat Exchanger Kit..NR66-SV SET
SKG7029 | 2420.58 | SKG7029 - Heat Exchanger Kit ..NC380 ASME SET
SKG7029 | 2420.58 | SKG7029 - Heat Exchanger Kit ..NC380 ASME SET
SKG7342 | 459.86 | SKG7342 - Fan Motor w/Housing -..NR83-DVC
SKG7342 | 459.86 | SKG7342 - Fan Motor w/Housing -..NR83-DVC
SKG7863 | 40.54 | SKG7863 - Thermal Fuse - NRC83, NRC98
SKH7184 | 522.4 | SKH7184 - Burner w/Gasket and Ignition Plug SET
SKH7184 | 522.4 | SKH7184 - Burner w/Gasket and Ignition Plug SET
SKH7186 | 605.94 | SKH7186 - Gas Valve w/Manifold Plate..17 SET
SKH7186 | 605.94 | SKH7186 - Gas Valve w/Manifold Plate..17 SET
SKH7187 | 605.94 | SKH7187 - Gas Valve w/Manifold Plate..24 SET
SKH7187 | 605.94 | SKH7187 - Gas Valve w/Manifold Plate..24 SET
SKH7189 | 50.22 | SKH7189 - Thermal Fuse ..NR981, NC1991, NRC1111, NCC1991
SKH7189 | 50.22 | SKH7189 - Thermal Fuse ..NR981, NC1991, NRC1111, NCC1991
SKH7190 | 773.6 | SKH7190 - Heay Exchanger Kit - NCC1991-OD and NRC1111-OD - SS SET
SKH7190 | 773.6 | SKH7190 - Heay Exchanger Kit - NCC1991-OD and NRC1111-OD - SS SET
SKH7216 | 522.4 | SKH7216 - Gas Valve w/Manifold Plate ..22 SET
SKH7216 | 522.4 | SKH7216 - Gas Valve w/Manifold Plate ..22 SET
SKH7358 | 919.4 | SKH7358 - Circuit Board -..NR98, NC199, NR111, NC250
SKH7358 | 919.4 | SKH7358 - Circuit Board -..NR98, NC199, NR111, NC250
SKJ70FU | 338.54 | SKJ70FU - Burner with Gasket and..Ignition Plug SET
SKJ70FU | 338.54 | SKJ70FU - Burner with Gasket and..Ignition Plug SET
SKJ70Q2 | 464.18 | SKJ70Q2 - Heat Exchanger Kit -..Secondary SS OD SET
SKJ70Q2 | 464.18 | SKJ70Q2 - Heat Exchanger Kit -..Secondary SS OD SET
SKJ70WS | 877.62 | SKJ70WS - Fan Motor with Housing -..NRC663-EZTR
SKJ70WS | 877.62 | SKJ70WS - Fan Motor with Housing -..NRC663-EZTR
SKJ70WT | 710.42 | SKJ70WT - Circuit Board - NRC663-EZTR
SKJ70WT | 710.42 | SKJ70WT - Circuit Board - NRC663-EZTR
SKJ71J7 | 1100.14 | SKJ71J7 - Heat Exchanger Kit ..NR981-OD GQ-2857WX US
SKJ71J7 | 1100.14 | SKJ71J7 - Heat Exchanger Kit ..NR981-OD GQ-2857WX US
SKJ71J8 | 1134.54 | SKJ71J8 - Heat Exchanger Kit-..NR981-SV GQ-2857WX-F
SKJ71J8 | 1134.54 | SKJ71J8 - Heat Exchanger Kit-..NR981-SV GQ-2857WX-F
SKJ71J9 | 1289.34 | SKJ71J9 - Heat Exchanger Kit-..GQ-2857-WXFFA US SET
SKJ71J9 | 1289.34 | SKJ71J9 - Heat Exchanger Kit-..GQ-2857-WXFFA US SET
SKJ71L5 | 990.42 | SKJ71L5 - Fan Motor with Housing -..NC380
SKJ71L5 | 990.42 | SKJ71L5 - Fan Motor with Housing -..NC380
SKJ71RC | 1289.14 | SKJ71RC - Heat Exchanger Kit - ..NR981-DVC SET
SKJ71RC | 1289.14 | SKJ71RC - Heat Exchanger Kit - ..NR981-DVC SET
SKJ71UX | 58.52 | SKJ71UX - Noritz Inlet Gas Connection w/screw set
SKJ71VZ | 108.6 | SKJ71VZ - Ignition Plug with Gasket
SKJ71W8 | 326.02 | SKJ71W8 Gas Valve
SKJ71WF | 163.02 | SKJ71WF - Condensate Container (SET)
SKJ72MT | 116.98 | SKJ72MT Ignition Plug w/Gasket
SKJ72MV | 3880.8 | SKJ72MV Heat Exchanger
SKJ72N5 | 752.2 | SKJ72N5 Fan Motor with Housing
SKJ72QD | 54.26 | SKJ72QD Flame Lifting Detection w/ Gasket
SKJ72Y2 | 1086.58 | SKJ72Y2 Recirculation Pump
SKJ72Y9 | 129.6 | SKJ72Y9 Ignitor (Set) / Ignition Transformer
SKJ72ZA | 1048.62 | SKJ72ZA - Hex Kit - NCC1991, NRC1111,..Prima GQC3257WXUSFFUS, GQC3257WZUFFUS
SKJ72ZA | 1048.62 | SKJ72ZA - Hex Kit - NCC1991, NRC1111,..Prima GQC3257WXUSFFUS, GQC3257WZUFFUS
SKJ7380 | 54.22 | SKJ7380 - Ignition Plug with Gasket
SKJ7380 | 54.22 | SKJ7380 - Ignition Plug with Gasket
SKJ7381 | 58.58 | SKJ7381 - Ignition Plug w/Gasket & Plug Sleeve (SKG7311)
SPK-EZ4 | 1462.88 | SPK-EZ4 Nortiz Tankless Service Parts Kit for EZ, NRCR, CDV (GQ59, GQ60, GQ61 Series Units)
SPK-EZ4 | 1462.88 | SPK-EZ4 Nortiz Tankless Service Parts Kit for EZ, NRCR, CDV (GQ59, GQ60, GQ61 Series Units)
SV-CK-2-1 | 89.1 | SV-CK-2-1 2" SV Conversion Kit
VC-6-1 | 249.48 | VC-6-1 Outdoor Vent Cap
VP4-12 STRAIGHT | 57.48 | VP4-12 STRAIGHT - 4in D / 12in ..Staight SS Vent
VP4-12 STRAIGHT | 57.48 | VP4-12 STRAIGHT - 4in D / 12in ..Staight SS Vent
WLB | 616.88 | WLB - Wireless On Demand Button for NRCR Series Tankless Water Heater
Northstar Ecowater Systems Parts and Accessories
1202600 | 8.06 | 1202600 - Ferrule Nut
3493099 | 200.7 | 3493099 - Water Test Kit
7113016 | 44.38 | 7113016 - Repl BV Tubing ASM
7174868 | 104.68 | 7174868 - Cover Faceplate Ultra 1 Valve
7192785 | 179.56 | 7192785 - Salt Cover
7199729 | 8.06 | 7199727 - Cap Nozzle Venturi
7214383 | 117.06 | 7214383 - Bypass Valve Asm 1
7260554 | 38.86 | 7260554 - North Star Face plate cover
7267360 | 46.06 | 7267360 - Decal Faceplate NS Ultra 1
7275339 | 13.34 | 7275339 - Drain Adaptor 2.0 gpm
7285944 | 166.62 | 7285944 - OBS Repl Motor PKD Solid State
7286039 | 106.98 | 7286039 - Repl. Motor PKD
730 | 22.18 | 7305150 - Repl. Switch Kit
7336397 | 127.38 | 7336397 - Clip, 3/4" Installation (20 pack)
7336402 | 133.9 | 7336402 - O-Ring, 3/4" Instalation (20 pack)
7351054 | 38.04 | 7351054 - Power Supply DC US 24V 500 mA
7362398 | 62.12 | 7362398 - NorthStar Solenoid Coil, 24V DC, Brown
7362982 | 1313.96 | 7362982 - Controller Commercial ASM North Star
7364227 | 133.92 | 7364227 - Brand Lit Kit Comml NS 2: Valve
7364269 | 154.24 | 7364269 - Brand Lit Kit North Star..1" Rotary Valve Softener
7366083 | 53.2 | 7366083 - North Star Decal
7369798 | 213.94 | 7369798 - Repl. PWA M45
7384691 | 73.06 | 7384691 - Repl. Motor Metal Cam & Gear Kit 1" Valve
7398705 | 47.66 | 7398705 - Replace Nozzle & Venturi Blue..0.3 Fill 0.1 Brine
NSROPF4 | 118.8 | NSROPF4 - Replacement Filter
NSROPS4 | 768.9 | NSROPS4 - Reverse Osmosis
Pedrollo
315-0012 | 106.66 | RS485 comm. cable- 2 wire(pentair controls) | Each
315-0033 | 126.66 | RS485 comm. cable - 3 wire(Jandy, Hayward System) | Each
98150 | 3000 | Pedrollo Self Priming Variable Speed Pool Pump Wifi enabled | Each
98300 | 3600 | Pedrollo Self Priming Variable Speed Pool Pump Wifi enabled | Each
ASSKITDGP01PVC | 518.14 | manifold kit for 2 DGPed install Duplex System | Each
ASSKITDGP02 | 262.64 | Wall Mount Bracket for single DG Ped booster pump | Each
ASSKITS003 | 275.04 | Electronic Board for DGped duplex install | Each
DG PED 3 | 1837.68 | DG Ped 3 - 3/4hp Constant Pressure Booster Pump with 1" MIPT Connection 115/230v Dual electric
DG PED 3 EVO | 2176.34 | 3/4hp Constant Pressure Booster Pump with 1" MIPT Connection 115/230v Dual Electrical Connection | Each
DG PED 5 EVO | 2357.74 | 1 1/2hp Constant Pressure Booster Pump, with 1" MIPT Connections and 230V Hardwired Electrical Connection | Each
HF6A | 1350 | HF6A - 3 Horse Power Pump - 3 Phase
KDGP23P7CNRN | 2391.42 | DG PED 3 EVO 1HP Smart Constant Pressure Booster Pump | Each
KDGP23U2CNRN | 2258.62 | DG PED 3 EVO 3/4HP Smart Constant Pressure Booster Pump | Each
KDGP25P7CNRN | 2590.92 | DG PED 5 EVO 1.5HP Smart Constant Pressure Booster Pump | Each
PAN91335 | 229 | PAN91335 - Panelli 1/3 HP Plastic Utility Pump w/25; cord
PAN92055 | 2599.68 | OIL DEFENDER Elevator Sump Control System | Each
PAN92072 | 617.04 | 1/3HP Remote Drain Pump System | Each
PAN92120 | 402.02 | PAN92120 - 3R water -tight sump & sewage basins monitor with alarm, 25' float switch & mounting clip
PAN92372 | 278.62 | PAN92372 - Panelli 1/3 HP Plastic Sump Side Discharge w/VFS
PAN93015 | 782.42 | 1/2HP CI Preassembled Sewage Pump System | Each
PAN93024 | 773.52 | 1/2HP CI Preassembled Sewage Pump System | Each
PAN93125 | 1516.46 | 1HP Grinder Pump wide Angle Float | Each
PAN93191 | 1482.4 | 1HP Grinder Pump Wide Angle Float | Each
PAN93291 | 1607.34 | 2HP Grinder Pump Wide Angle Float | Each
PAN93294 | 1477.58 | 2 HP Grinder pump manual (1.25 discharge, 25 ft cord, 408/480V 3 phase)
PAN93501 | 444.02 | PAN93501 - PAnelli 1/2' HP CI Sewage Ejector w/TFS
PAN93781 | 703.54 | PAN93781 - Panelli 1/2 HP SS & CI Sewage Ejector w/TFS

## Sortable Price Sheet
1000C | 7.5 | 1000C - Contractor Safety Glasses..Clear Lens with Black Frame (12/bx) | Each | 12 | 192 | N/A | 0.95 | 10.5 x 6.5 x 4" | N/A
02-5503 | 55.26 | 02-5503 (L) Torque Grip Gloves Retail Pack(10 bags/bx-10 bxs/cs) | Each | 10 | 10 |  | 1.85 | 8 x 3 x 8” | 94922023377
02-5504 | 55.26 | 02-5504 (XL) Torque Grip Gloves Retail pack (10 bags/bx-10 bxs/cs) | Each | 10 | 10 |  | 1.85 | 8 x 3 x 8” | 94922023384
1000S | 7.5 | 1000S - Contractor Safety Glasses..Smoke Colored Lens with Black Frame (12/box) | Each | 12 | 192 | N/A | 0.95 | 10.5 x 6.5 x 4" | N/A
10015 | 30.62 | 10015 - 15" Hi-Torq 125 Couplings..(4 per case) | Case | [5 empty] | N/A
10020 | 30.78 | 10020 - 2" Hi-Torq 125 Couplings..(64 per case) | Case | 64 |  |  | 0.6 | 3.25 x 2.75 x 3” | 52063013091
10030 | 33.12 | 10030 - 3" Hi-Torq 125 Couplings..( 36 per case) | Case | 36 |  |  | 0.75 | 4.25 x 3.75 x 3” | 52063013107
10040 | 37.62 | 10040 - 4" Hi-Torq 125 Couplings..(36 per case) | Case | 36 |  |  | 0.9 | 5.25 x 4.75 x 3” | 52063023618
10050 | 69.3 | 10050 - 5" Hi-Torq 125 Couplings..(12 per case) | Case | 12 |  |  | 1.6 | 6.25 x 5.75 x 4” | 52063023625
10051 | 14.1 | 10051 - LED Pen Light with Magnetic Clip (Red) | Each | 1 | 96 | N/A | 1.05 | 6" x 5" x 7" | 86000978508
10060 | 92.26 | 10060 - 6" Hi-Torq 125 Couplings..(12 per case) | Case | 12 |  |  | 1.85 | 7.25 x 6.75 x 4” | 52063023649
10080 | 155.76 | 10080 - 8" Hi-Torq 125 Couplings..(8 per case) | Case | 8 |  |  | 2.25 | 9.25 x 8.75 x 4” | 52063023656
10100 | 178.2 | 10100 - 10" Hi-Torq 125 couplings..(8 per case) | Case |  |  |  | 2.85 lbs | 11.5 x 11 x 4” | 52063023663
10120 | 281.22 | 10120 - 12" Hi-Torq 125 Couplings..(8 per case) | Case |  |  |  | 4.60 lbs | 13.5 x 13 x 5.5” | 52063023670
10150 | 356.06 | 10150 - 15" Hi-Torq 125 Couplings..(4 per case) | Each | 1
1100C | 15 | 1100 C - Contractor Safety Glasses..Clear Bi Focal Lens with Black Frame (12/box).. | Each | 12 | 192 | N/A | 0.95 | 10.5 x 6.5 x 4" | N/A
1100S | 15 | 1100S - Contractor Safety Glasses..Smoke Colored Bi-Focal Lens with Black Frame (12/box) | Each | 12 | 192 | N/A | 0.95 | 10.5 x 6.5 x 4" | N/A
1200C | 5 | 1200C Economy Contractor Safety Glasses..Clear Lens and Frame (12/box) | Each | 12 | 192 | N/A | 0.95 | 10.5 x 6.5 x 4" | N/A
1200S | 5 | 1200S Economy Contractor Safety Glasses..Smoke Lenses (12/box) | Each | 12 | 192 | N/A | 0.95 | 10.5 x 6.5 x 4" | N/A
1202600 | 8.06 | 1202600 - Ferrule Nut
1300D | 0 | 1300D - Contractor Safety Glass Display..Holds 6 pair of glasses | Each | 1 | 1 | N/A | 0.95 |  | N/A
1319 | 1.1 | 1319 - 3/8" IPS F&C Plate CP Plastic | Each | 12 |  |  | 0.15 | 4 x 2.5 x 2.75” | 745557932076
1319W | 0.3 | 1319W-3/8" IPS F&C Plate CP Plastic White | Each | 12
1319WB | 0.3 | 1319WB-3/8" IPS F&C Plate CP Plastic White Bulk Pack | Each | 100
1320 | 1.46 | 1320 - 1/2" IPS F&C Plate CP Plastic..(12 per bag) | Each | 12 |  |  | 0.2 | 4 x 2.75 x 2.75” | 745557932168
1320W | 0.36 | 1320W - 1/2" IPS F & C Place White..(12 per bag) | Each | 12 |  |  | 0.15 | 4 x 2.5 x 2.75” | N/A
1320WB | 0.36 | 1320WB - 1/2" IPS F&C Plate - White Plastic (100/Bag) | Each | 100 |  |  | 0.2 | 4 x 2.75 x 2.75” | N/A
1321 | 1.48 | 1321 - 3/4" IPS F&C Plate CP Plastic..(12 per bag) | Each | 12 |  |  | 0.25 | 4.5 x 3.25 x 3.25” | 745557932236
1321W | 1.6 | 1321W - 3/4" IPS F & C Plate White for IPS..(12 per bag) | Each | 12 |  |  | 0.25 | 4.5 x 3.25 x 3.25” | N/A
1322 | 1.58 | 1322 - 1" F&C Plate CP Plastic..(12 per bag) | Each | 12 |  |  | 0.25 | 4.5 x 3.25 x 3.25” | 745557932250
1322W | 1.36 | 1322W - 1" IPS F & C Plate White for IPS..(12 per bag) | Each | 12 |  |  | 0.25 | 4.5 x 3.25 x 3.25” | N/A
1323 | 2.3 | 1323 - 1-1/4" IPS F&C Plate CP Plastic..(12 per bag) | Each | 12 |  |  | 0.35 | 4.75 x 4 x 3.75” | N/A
1323709-B | 3.2 | 1323709-B O-Ring (P4 Thermister)
1323W | 1.1 | 1323W - 1 1/4" IPS F &C Plate White..(12 per bag) | Each | 12 |  |  | 0.35 | 4.75 x 4 x 3.75” | 745557932267
1324 | 2.5 | 1324 - 1-1/2" IPS F&C Plate CP Plastic..(12 per pack) | Each | 12 | 1200 |  | 0.4 | 4 x 4 x 4” | 745557932311
1324W | 1.3 | 1324W - 1 1/2" IPS F & C Plate White..(12 per bag) | Each | 12 |  |  | 0.4 | 4 x 4 x 4” | N/A
1325 | 2.6 | 1325 - 2" F&C Plate CP Plastic..(12 per bag) | Each | 12 |  |  | 0.5 | 4.5 x 4.75 x 4.5” | 745557932342
1325W | 2.3 | 1325W - 2" IPS F & C Plate White..(12 per bag) | Each | 12 |  |  | 0.5 | 4.5 x 4.75 x 4.5” | N/A
1333 | 1.2 | 1333 - 1/2" Nom for CWT F&C Plate CP Plastic | Each | 12 | 1500 |  | 0.2 | 4 x 2.5 x 2.5” | 745557932397
1333W | 0.3 | 1333W-1/2" Nom for CWT F&C Plate CP Plastic White | Each | 12 | 1500 |  | 0.2
1333WB | 0.3 | 1333WB-1/2" Nom for CWT F&C Plate CP Plastic White Bulk Pack | Each | 100
1334 | 1.46 | 1334 - 3/4" Nom for CWT F&C Plate CP Plastic | Each | 12 | 1500 |  | 0.2 | 4 x 2.75 x 2.75” | 745557932427
1334W | 0.3 | 1334W- 3/4" Nom for CWT F&C Plate CP Plastic White | Each | 12
1334WB | 0.3 | 1334WB- 3/4" Nom for CWT F&C Plate CP Plastic White Bulk Pack | Each | 100
1335 | 1.5 | 1335 - 1" Nom for CWT F&C Plate CP Plastic | Each | 12 |  |  | 0.25 | 4.25 x 3.25 x 3.25 | 745557932434
1335W | 0.88 | 1335W - 1" Nominal F & C Plate White for CWT | Each | 12 | 1400 |  | 0.25 | 4.25 x 3.25 x 3.25 | 745557932861
1336 | 2.2 | 1336 - 1-1/4" Nom for CWT F&C Plate CP Plastic | Each | 12 |  |  | 0.35 | 4.25 x 3.25 x 3” | 745557932441
1337 | 2.4 | 1337 - 1-1/2" Nom for CWT F&C Plate CP Plastic | Each | 12 |  |  | 0.35 | 4.75 x 4 x 3.5” | 745557932465
1337W | 1.66 | 1337W - 1 1/2" Nominal F & C Plate White for CWT | Each | 12 |  |  | 0.35 | 4.75 x 4 x 3.5” | 745557932489
1338 | 2.5 | 1338 - 2" Nom for CWT F&C Plate CP Plastic | Each | 12 |  |  | 0.45 | 4.25 x 4 x 4” | N/A
1338W | 1.88 | 2" Nominal F & C Plate White for CWT | Each | [5 empty] | N/A
1404 | $24.00 | 1404 0-30PSI Stainless Steel Pressure Gauge with 4.5" Face and 1/4NPT Bottom Connection | Each | [5 empty] | N/A
1406 | $24.00 | 1406 0-60PSI Stainless Steel Pressure Gauge, 4.5" Face with 1/4" NPT Bottom Connection | Each | [5 empty] | N/A
1408 | $43.00 | 1408 0-100PSI Pressure Gauge with 3 1/2" Face. 1/4" MIPT Bottom Connections | Each | 1 | 24 |  |  |  | N/A
1410 | $24.00 | 1410 0-160PSI Stainless Steel Pressure Gauge, 4.5" Face with 1/4" NPT Bottom Connection | Each | 1 | 24 |  |  |  | N/A
1412 | 45 | 1412 0-200PSI Pressure Gauge with 3 1/2" Face. 1/4" MIPT bottom connection | Each | 1 | 24 |  | 0.95 | 5.5 x 6.5 x 2.5” | N/A
1414 | 45 | 1414 0-300PSI Pressure Gauge with 3 1/2" Face. 1/4" MIPT bottom connection | Each | 1 | 24 |  | 0.95 | 5.5 x 6.5 x 2.5” | N/A
1418 | $35.00 | 1418 Bi Metal Threaded Thermowell, 4" Long, 3/4"NPT Connection | Each | [5 empty] | N/A
1420 | $22.00 | 1420 1/2"NPT Carbon Steel, Straight Siphon | Each | [5 empty] | N/A
1421 | $70.00 | 1421 9" Solar Digital Thermometer, -50-320F, with 3.5' Brass Stem | Each | [5 empty] | N/A
1422 | $62.00 | 1422 9" Thermometer, 30F-240F, with adjustable brass 3.5" thermowell, 3/4'NPT Connection | Each | [5 empty] | N/A
1424 | $78.00 | 1424 9" Thermometer 0-120F Adjustable 6" Brass Thermowell, 3/4" NPT Connection | Each | [5 empty] | N/A
1426 | $62.00 | 1426 9" Thermometer 0-120F, 3.5" Adjustable Brass Thermowell, 3/4" NPT Connection | Each | [5 empty] | N/A
1428 | $62.00 | 1428 9" Thermometer, 0-160F, with 3.5" Adjustable Brass Thermowell and 3/4" NPT Brass Connection | Each | [5 empty] | N/A
1430 | $20.00 | 1430 3.5" Brass Thermowell, w/o lagging | Each | [5 empty] | N/A
1432 | $24.00 | 1432 3.5" Brass Thermowell With Lagging | Each | [5 empty] | N/A
1529 | 0.26 | 1529 1/2" Galvanized 2-Hole Pipe Strap | Each | 100 | 1500 |  | 1.6 | 11 x 10 x 1” | N/A
1530 | 0.3 | 1530 3/4" Galvanized Two Hole Pipe Strap | Each | 100 | 1000 |  | 1.85 | 11 x 10 x 1” | N/A
1531 | 0.46 | 1531 1" Galvenized 2-Hole Pipe Strap | Each | 100 | 500 |  | 3.15 | 11 x 10 x 2” | N/A
1532 | 0.8 | 1532 1 1/4" Galvanized 2-Hole Pipe Strap | Each | 50 | 500 |  | 3.35 | 11 x 10 x 3” | N/A
1533 | 0.8 | 1533 1 1/2" Galvanized 2-Hole Pipe Strap | Each | 50 | 400 |  | 4 | 11 x 10 x 4” | N/A
1534 | 1 | 1534 2" Galvanized 2-Hole Pipe Strap | Each | 50 | 80 |  | 4.85 | 11 x 10 x 5” | N/A
16-1445 | 19.04 | 16-1445 Cold Galvanized Spray Paint (16 oz. Can) (6 per case) | Each | 1
16-1700 | 12 | 16-1700 Weatheredwood Roof | Each | 1
16-1702 | 12 | 16-1702 - Roof Accessory Paint - Hickory | Each | 1 | 12 |  | 18 | 3 x 8 x 3” | 43281000642
16-1703 | 12 | 16-1703 - Roof Accessory Paint - Charcoal | Each | 1 | 12 |  | 18 | 3 x 8 x 3” | 43281000659
16-1705 | 12 | 16-1705 - Roof Accessory Paint - Slate Grey | Each | 1 | 12 |  | 18 | 3 x 8 x 3” | 43281000673
16-1710 | 12 | 16-1710 - Roof Accessory Paint - Tile Red | Each | 1 | 12 |  | 18 | 3 x 8 x 3” | 43281000727
16-547 | 14.6 | 16-547 Green Rebar Expoxy | Each | 1 | 12 |  | 18 |  | N/A
1638 | 2.76 | 1638 - 28ga 3/4 x 10' Ft Roll Hanger Iron Galvanized (50 per box) | Each | 1 | 1 |  | 0.35 | 3 x .75 x 3” | N/A
1664A | 2.52 | Sewer Relief Plug 1.5” | Each | 1 | 24 |  | 12 | 3 x 3 x 3” | N/A
1664B | 4.7 | Sewer Relief Plug 3” | Each | 1 | 12 |  | 18 | 3.5 x 3.5 x 3.5” | N/A
1664C | 5.2 | Sewer Relief Plug 4” | Each | 1 | 6 |  | 12 | 4.5 x 4.5 x 4.5” | N/A
1664D | 4.76 | Sewer Relief Plug 3.5” | Each | 1 | 6 |  | 9 | 4 x 4 x 4” | N/A
1664E | 2.8 | Sewer Relief Plug 2” | Each | 1 | 24 |  | 18 | 3.5 x 3.5 x 3.5” | N/A
1664F | 3.3 | Sewer Relief Plug 2.5” | Each | 1 | 12 |  | 12 | 3 x 3 x 3” | N/A
196050 | 7.2 | 196050 - 2" Termination Vent Sreen
196051 | 12.06 | 196051 - 3" Termination Vent Screen | Each | 1 |  |  | .25 lb. | 2 x 2 x .25” | 622454319776
196052 | 19.24 | 196052 - 4" Termination Vent Screen | Each | 1 |  |  | .25 lbs | 3 x 3 x .25” | 622454319783
196053 | 66 | 196053 - 2" Concentric Vent Kit | Each | 1
196054 | 108 | 196054 - 3" x 20" PVC FGV Concentric Vent Kit (WHITE) | Each | 1
196090 | 34.78 | 196090 - 6" SS Wire Mesh Vent Screen | Each | 1 |  |  | .25 lbs | 4 x 4 x .25” | 622454386792
196091 | 73.28 | 196091 - 8" SS Wire Mesh Vent Screen | Each | 1 |  |  | .15 lbs | 6 x 6 x .01” | 622454394094
196102 | 19.26 | 196102 - Replacement Vent Cap for Concentric Vent Kit #196188 | Each | 1 |  |  | .20 lbs | 8 x 8 x .01” | 622454394100
20-146 | 17.02 | 20-146 Rapid Seal - Black VOC Compliant | Each | 1 | 12 |  | 18 | 3 x 8 x 3” | 43281004671
20-147 | 18.32 | 20-147 Seal Fast (White) Rubberized Paint Sealer 20 oz can w/15 oz Fill Weight (12 per case) | Each | 1 | 12 |  | 18 | 3 x 8 x 3” | 43281004671
20-148 | 18.32 | 20-148 Seal Fast (Black) Rubberized Paint sealer 20 oz can w/15 oz Fill Weight (12 per case) | Each | 1 | 12 |  | 18 | 3 x 8 x 3” | 43281005029
20-21 | 10.54 | 20-21 Stainless Steel Cleaner..(12 per case) | Each | 1 | 12 |  | 18 |  | N/A
20-352 | 9.4 | 20-352 Stripe® Inverted Marking Paint-White 16 oz Fill weight, Waterbase VOC Compliant (12 per case) | Each | 1 | 12 |  | 18 | 3 x 8 x 3” | 43281008273
20-353 | 9.4 | 20-353 Stripe® Inverted Marking Paint Precaution Blue 16 oz Fill weight, Waterbase..VOC Compliant (12 per case) | Each | 1 | 12 |  | 18 | 3 x 8 x 3” | 43281008280
20-355 | 9.4 | 20-355 Stripe® Inverted Markin Paint Safety Green 16 oz Fill weight, Waterbase ..VOC Compliant (12 per case) | Each | 1 | 12 |  | 18 | 3 x 8 x 3” | 43281008303
20-357 | 9.4 | 20-357 Stripe® Inverted Marking Paint Fluorescent Orange 16 oz Fill weight, Waterbase (12 per case) | Each | 1 | 12 |  | 18 | 3 x 8 x 3” | 43281008310
20-368 | 9.4 | 20-368 Stripe Inverted Tip (20oz can.15oz fill) Fluorescent Green (12 per case) | Each | 1 | 12 |  | 18 | 3 x 8 x 3” | 43281008341
20-370 | 9.4 | 20-370 Stripe® Inverted Marking Paint Alert Orange 16 oz Fill weight, Waterbase (12 per case) | Each | 1 | 12 |  | 18 | 3 x 8 x 3” | 43281008365
20-371 | 9.4 | 20-371 Stripe® Inverted Marking Paint Safety Red 16 oz Fill weight, Waterbase (12 per case) | Each | 1 | 12 |  | 18 | 3 x 8 x 3” | 43281008365
20-378 | 9.4 | 20-378 Stripe® Inverted Marking Paint Utility Yellow 16 oz Fill weight, Waterbase (12 per case) | Each | 1 | 12 |  | 18 | 3 x 8 x 3” | 43281008396
20-380 | 9.12 | 20-380 Stripe® Inverted Marking Paint Purple 20oz/ 15oz Fill weight, Waterbase..VOC Compliant (12 per case) | Each | 1 | 12 |  | 18 |  | N/A
20-631 | 11.1 | 20-631 Stripe Inverted Tip Marking Paint Clear (12 per case) | Each | 1 | 12 |  | 18 |  | N/A
20-657 | 9.62 | 20-657 Stripe® Inverted Tip Orange Fluorescent (20oz cans w/17oz Fill weight) (12 per case) | Each | 1 | 12 |  | 18 | 3 x 8 x 3” | 43281001946
20-679 | 9.62 | 20-679 Stripe® Inverted Tip Pink Fluorescent (20oz cans w/17oz Fill weight) (12 per case) | Each | 1 | 12 |  | 18 | 3 x 8 x 3” | 43281002028
20032 | 22.56 | 20032- 3" x 2" CI, STL, PVC | Each | 5 | 60 |  | .50 lbs | 4.25 x 1.5 x 4.25” | 52063041643
20043 | 28.64 | 20043- 4" x 3" CI, STL, PVC | Each | 4 | 48 |  | .60 lbs | 5 x 4 x 5” | 52063041650
20054 | 59.56 | 20054- 5" x 4" CI, STL, PVC | Each |  |  |  | - | - | N/A
20064 | 133.36 | 20064- 6" x 4" CI, STL, PVC | Each | 1 | 12 |  | .75 lb. | 6 x 5 x 6” | 52063041674
20065 | 73.76 | 20065- 6" x 5" CI, STL, PVC | Each | 1 | 12 |  | 1.25 lbs | 8 x 6 x 8” | 52063041711
20086 | 125.2 | 20086- 8" x 6" CI, STL, PVC | Each | 6 | 72 |  | .05 lbs | 2.38 x 1.5 x 2.38” | 52063041728
200E | 660 | 200E - "Bidetmega" Elongated Bidet Toilet Seat | Each | 1 | 1 |  | 14.5 | 20 x 21 x 6” | 826439000301
20215 | 10.14 | 20215- 2" x 1-1/2" CI, STL, PVC | [6 empty] | N/A
20325 | 15 | 20325- 3" x 2-1/2" CI, STL, PVC | [6 empty] | N/A
2110 | 0.76 | 2110 - 1/4" x 2 1/4" Brass Plated Steel Closet Bolt Set (25 prs/bx) | Pair | 25 | 400 |  | 2.2 | 5 x 5 x 4” | N/A
2110BO | 3.66 | 2110BO - 1/4" x 2-1/4" Solid Brass Closet Bolt Set with Break Off Bolts (25 prs/bx).. | Pair | 25 | 400 |  | 3.25 | 7 x 5 x 5” | 745557935213
2110C | 1.66 | 2110C Zinc Plated Stell Closet Bolt Set 1/4" x 2-1/4" Bolts with washers, retainer washers, bolt caps and inserts. | Pair | 50 | 400 |  | 6.75 | 13 x10 x5.5” | N/A
2110D | 1.04 | 2110D ZInc Plated Steel Closet Bolt Set with 1/4' x 2-1/4" Bolts, 4 washers, 4 nuts | Pair | 50 | 400 |  | 6.05 | 7 x 6 x 4” | N/A
2111D | 1.5 | 2111D 1/4" X 3-1/2" Brass Plated Closet Bolts, 2 plastic washers, 4 steel washers, 4 steel nuts. | Pair | 50 | 400 |  |  |  | N/A
2112 | 2.02 | 2112 - 5/16" x 2-1/4" Brass Plated Steel Closet Bolt Set (25 prs/bx) | Pair | 25 | 400 |  | 3.25 | 7 x 5 x 5” | 745557935084
2112BO | 5.26 | 2112BO - 5/16" x 2-1/4" Solid Brass Closet Bolt Set with Break Off Bolts (25 prs/bx) | Pair | 25 | 400 |  | 3.25 | 7 x 5 x 5” | 745557935176
2112D | 2.16 | 2112D 5/16" X 2-1/4" Brass Plated Closet Bolts. 2 Holding clips, 4 Steel washers, 4 Steel Nuts | Pair | [5 empty] | N/A
2172 | 1.16 | 2172 - 5/16" x 2-1/2 Nylon Closet Bolt Set (25 prs/bx) | Pair | 25 | 400 |  | 1.5 | 7 x 5 x 5” | 745557935077
2178 | 5.28 | 2178 Close Couple Bolt Sets for Tank to Bowl with 4 rubber washers, 4 brass nuts, and 4 steel washers. | Pair | 50 | 200 |  | 10.85 | 9 x 7 x 4.5” | N/A
3000 | 112 | 3000 3/4" Tankless Water Heater Isolation Valve Kit with Temperature and Pressure Relief Valve (8 per case) | Each | 1 | 8 |  | 4 | 9.5 x 7 x 4.5” | 860009978584
30022 | 8.5 | 30022- 2" x 2" CU, XH Bushing | Each | 6 | 72 |  | 0.05 | 2.5 x 1.5 x 2.5” | 52063041742
30032 | 25.92 | 30032- 3" x 2" CU, XH Bushing | Each |  |  |  | - | - | N/A
30033 | 16 | 30033- 3" x 3" CU, XH Bushing | Each | 9 | 108 |  | 1.00 | 3.5 x 1.5 x 3.5” | 52063041766
30043 | 35.96 | 30043- 4" x 3" CU | Each |  |  |  | 1.00 | 4.25 x 1.5 x 4.25” | 52063041773
30044 | 17 | 30044 - 4" X 4" CU, XH Bushing | Each | 5 | 60 |  | 1 | 4.25 x 1.5 x 4.25” | 52063041780
3015 | 9.36 | 3015 1/2' Threaded Brass Spring Check Valve | Each | 1 | 150 |  | 0.2 | 1.5 x 1.5 x 2” | N/A
30151 | 8.84 | 30151- 1-1/2" x 1" CU | Each | 12 | 144 |  | 1.0 | 4.25 x 1.5 x 4.25” | 52063041773
30215 | 14.64 | 30215- 2" x 1-1/2" CU Bushing | Each | 6 | 72 |  | .25 | 2 x 1.5 x 2” | 52063041803
3025 | 28 | Mini Thermal Expansion Tank 3/4" MIP Thread | Each | 1 | 60 |  | 0.65 | 3.5 x 3.5 x 3.5” | 860013861728
3075 | 11.8 | 3075 - 3/4" Threaded Brass Spring Check Valve | Each | 1 | 120 |  | 0.25 | 2 x 2 x 3” | N/A
3100 | 17 | 3100 1" Threaded Brass Spring Check Valve | Each | 1 | 100 |  | 0.4 | 2 x 2 x 3” | N/A
3114 | 26 | 3114 1-1/4" Threaded Brass Spring Check Valve | Each | 1 | 48 |  | 0.5 | 3.5 x 3.5 x 3” | N/A
3115 | 32.16 | 3115 1-1/2" Threaded Brass Spring Check Valve | Each | 1 | 40 |  | 0.85 | 3 x 3 x 3” | N/A
315-0012 | 106.66 | RS485 comm. cable- 2 wire(pentair controls) | Each
315-0033 | 126.66 | RS485 comm. cable - 3 wire(Jandy, Hayward System) | Each
31512 | 7.8 | 31512- 1-1/2" x 1-1/4" CU | Each | 12 | 144 |  | .15 | 1.5 x 1.25 x 1.5” | 52063041810
31515 | 7.22 | 31515- 1-1/2" x 1-1/2" CU Bushing | Each | 12 | 144 |  | .05 | 2 x 1.25 x 2” | 52063041827
31575 | 10.68 | 31575- 1-1/2" x 3/4" CU | Each | 12 | 144 |  | 0.50 | 1.5 x .7 x 1.5” | 52063041834
3200 | 60 | 3200 2" Brass Threaded Spring Check Valve | Each | 1 | 24 |  | 1.2 | 4 x 4 x 4” | N/A
3223302-B | 3.2 | 3223302-B O-Ring - High Temp P16
3223302-B | 3.2 | 3223302-B O-Ring - High Temp P16
3264408 | 3.2 | 3264408 O-Ring (P6)
3359808-B | 3.2 | 3359808-B - O-Ring High TempP12.5
3493099 | 200.7 | 3493099 - Water Test Kit
394000 | 78.62 | 394000 - 2" PVC Gas Vent Pipe plain end (10' lenghts) | 10’ Section
394001 | 152.5 | 394001 - 3" PVC Gas Vent Pipe plain end (10' lengths) | 10’ Section |  |  |  | 10 lb.
394002 | 227.22 | 394002 - 4" PVC Gas Vent Pipe plain end (10' lengths) | 10’ Section
397006 | 140.72 | 397006 - PVC - FGV 3 x 20 Concentric Vent Kit | Each | 1
397010 | 8.86 | 397010 - PVC - FGV 2" 45° Long Elbow H x H | Each | 1
397011 | 18.48 | 397011 - PVC - FGV 3" 45° Long Elbow H x H | Each
397021 | 476.04 | 397021 - PVC - FGV 4 x 36 Concentri Vent Kit | Each |  |  |  | 19 | 3.5 x 36 x 3.5”
397022 | 9.24 | 397022 - PVC - FGV 2" 90° Long Elbow H x H | Each | 1
397023 | 23.1 | 397023 - PVC - FGV 3" 90° Long Elbow H x H | Each | 1
397025 | 25.08 | 397025 - PVC - FGV 3"-90° Elbow H x H | Each | 1 |  |  | .95 | 4 x 6 x 6”
397035 | 8.02 | 397035 - PVC-FGV 2"-90° Elbow H x H | Each | 1 |  |  |  |  | 622454808874
397041 | 61 | 397041 - System 1738 Low VOC PVC Cement, Auburn - Quart (946 ml) | Each | 1 |  |  | 2.05 | 4.25 x 5.5 x 4.25”
397043 | 72.58 | 397043 - System 1738 Low VOC PVC Primer, Flourescent Yellow - Quart (946 ml) | Each | 1 |  |  | 2.05 | 4.25 x 5.5 x 4.25”
397055 | 62.68 | 397055 - 4" Faceplate-Round - Self Sealing Foam Back | Each | 1 |  |  | .5 | 4.5 x 4.5 x 4.5”
397063 | 45.06 | 397063 - 2" Faceplate-Round - Self Sealing Foam Back | Each | 1 |  |  | .5 | 2.5 x 2.5 x 2.5”
397064 | 53.4 | 397064 - 3" Faceplate-Round - Self Sealing Foam Back | Each | 1 |  |  | .5 | 3.5 x 3.5 x 3.5”
397082 | 14.34 | 397082 - PVC - FGV 2" Tee-Wye H x H x H | Each | 1 |  |  | .4 | 2.75 x 5 x 4.25” | 622454811690
397083 | 25.72 | 397083 - PVC - FGV 3" Tee-Wye H x H x H | Each | 1 |  |  | 1.25 | 4 x 7.5 x 4.25 | 622454811645
397084 | 40 | 397084 - PVC - FGV 4" Tee-Wye H x H x H | Each | 1 |  |  | 2.55 | 5 x 10 x 8.5”
397106 | 182.8 | 397106 - PVC - FGV 3 x 32 Concentric Vent Kit | Each | 1 |  |  | 19 | 3.5 x 32 x 5” | 622454818361
397124 | 36.94 | 397124 - PVC - FGV 4" 90° Long Elbow H x H | Each | 1
397184 | 43.1 | 397184 - PVC - FGV 4 X 2 Reducer Tee-Wye H x H x H | Each | 1 |  |  | 1.0 | 4 x 6 x 5”
397185 | 25.72 | 397185 - PVC - FGV 3 X 2 Reducer Tee-Wye H x H x H | Each | 1 |  |  | .85 | 4 x 6 x 5”
397191 | 14.56 | 397191 - 2 " Concentric Vent Kit Termination Flashing-Stretch Fit | Each | 1 |  |  | 0.4 | 9 x 3.5 x 13” | 622454844414
397206 | 15.88 | 397206 - 3" or 4" Concentric Vent Termination Flashing-Stretch Fit | Each | 1 |  |  |  |  | 622454854024
397242 | 6.88 | 397242 - PVC FGV 2" 45° Elbow H x H | Each | 1 |  |  | .2 | 2.5 x 3.5 x 3.25” | 622454825099
397243 | 15.42 | 397243 - PVC - FGV 3" 45° Elbow H x H | Each | 1 |  |  |  |  | 622454825086
397244 | 33.86 | 397244 - PVC - FGV 4" 45° Elbow H x H | Each | 1 |  |  |  |  | 622454825093
397256 | 181.48 | 397256 - PVC - FGV 3 x 24 Universal Concentric Vent Kit | Each | 1 |  |  | 10.0 | 3.5 x 25 x 3.5” | 622454862418
397284 | 8.48 | 397284 - PVC - FGV 3 x 2 Reducer Bushing Sp x H | Each | 1
397352 | 4.62 | 397352 - PVC - FGV 2" Coupling H x H | Each | 1 |  |  |  |  | 622454825147
397353 | 10.94 | 397353 - PVC - FGV 3" Coupling H x H | Each | 1 |  |  | .45 | 4 x 3 x 4” | 622454825154
397354 | 18.78 | 397354 - PVC - FGV 4" Coupling H x H | Each | 1 |  |  |  |  | 622454825161
397364 | 9.02 | 397364 - PVC - FGV 3 x 2 Increaser Cplg H x H | Each | 1 |  |  | 1 | 4 x 5 x 3” | 622454826120
397365 | 17.1 | 397365 - PVC - FGV 4 x 2 Increaser Cplg H x H | Each | 1 |  |  |  |  | 622454829886
397366 | 22.72 | 397366 - PVC - FGV 4 x 3 Increaser Cplg H x H | Each | 1 |  |  |  |  | 622454828186
397512 | 36.94 | 397512 - PVC 3" Acces Tees H x H x FPT (includes 1/2" plug) | Each | 1 |  |  |  |  | 6224548352669
397513 | 61.56 | 397513 - PVC 4" Access Tees H x H x FPT (includes 1/2" plug) | Each | 1 |  |  |  | 5 x 6 x 6”
397984 | 44 | 397984 - PVC - FGV 2" Low Profile Termination Kit | Each | 1
397985 | 81.56 | 397985 - PVC - FGV 3" Low Profile Termination Kit | Each | 1
397986 | 97.32 | 397986 - PVC - FGV 4" Low Profile Termination Kit | Each | 1
4100 | 2.9 | 4100 - 2" Poly Paint Brush (257-2) | Each | 1 | 12 |  | 0.25 | 10 x 2 x 1” | 35162257207
4200 | 3.36 | 4200 - 9" Paint Roller -3/8" Thickness (214-9) | Each | 1 | 50 |  | 0.3 | 9 x 3 x 3” | 741156214001
4300 | 6.76 | 4300 - 9" Poly Paint Tray (9 DOT) | Each | 1 | 12 |  | 0.35 | 15 x 12 x 4” | 740963101726
4400 | 4 | 4400 - 9" Paint Roller Frame Assembly (Econo 9) | Each | 1 | 24 |  | 1 | 13 x 10 x 2” | 77089200126
4500 | 5.5 | 15" Paint/Concrete/Mud Mixer Bit for Drill | Each | 1
4600 | 9 | 11" Stainless Steel Concrete/Mud Trowel with Half Round Notches and Handle | Each | 1
5001 | 11.9 | 5001 - "Tub Shield" Protective Peelable Coating 20 oz - Black (AM 2410 0000) | Each | 1 | 12 |  | 18 | 3 x 8 x 3” | N/A
5007 | 2.26 | 5007 - Electrical Tape 3/4" x 60' - Black | Each | 1 | 10 |  | 1.9 | 3 x 3 x 1” | 1140397609
5008 | 12.36 | 5008 Topcat Tape 2" x 55 Yards ..(36 per case) | Roll | 36 | 36 |  |  |  | 745557932519
5009 | 14.44 | 5009 - PVC Pipe Wrap Tape 10 MIL - 2" x 100' | Roll | 6 | 24 |  | 4 | 5 x 5 x 2” | 63439217382
5010 | 29.18 | 5010 - PVC Pipe Wrap Tape 20 MIL - 2" x 100' (24 per case) | Roll |  | 24 |  | 2.15 | 6 x 6 x 2” | 63492173822
5011 | 6.5 | 5011 CMC 6" Blade Jab Saw for wall boards | Each | 1 | 80 |  | 0.35 | 14 x 4 x 1.5” | N/A
5025 | 30 | 5025 - 10" Pump Pliers CRV Steel with Red Handle | Each | 1 | 100 |  | 0.9 | 12 x 4 x 1” | 745557934442
5026 | 40 | 5026 - 12" Pump Pliers CRV Steel Red Handle with Hang Packaging | Each | 1 | 60 |  | 1.3 | 14 x 14 x 1.5” | 745557934443
5046 | 15.6 | 5046 - Caution Tape 3" x 1000' - Yellow/Black 2 ML (8 per case) | Roll | 1 | 8 |  | 5 | 6 x 6 x 3” | 745557935930
5050 | 11.78 | 5050 - Spectricide Wasp and Hornet Spray 17oz can (12 per box) | Each | 1 | 12 |  | 1.5 | 3.5 x 10 x 3.5 | 71121957153
5120 | 15 | 5120 Thermostatic Mixing Valve Mounting Bracket (For 1-3/16" OD Valve Body) | Each | 1 | 50 |  | 0.5 | 3 x 1.5 x 2” | 745557935862
5121 | 14.5 | 5121 - Thermostatic Mixing Valve Mounting Bracket (For 7/8" OD Valve Body) | Each | 1 | 50 |  |  |  | N/A
5150 | 7 | Copper-Bonded Stub-Out Bracket | Each | 1 | 50
60015 | 6 | 60015 1 1/2" Standard No Hub Coupling 60# Torque | Each
6002 | 11 | 6002 0-15LB, 2-1/2" Face Gas Test Gauge with Hex Body and Schrader Valve, 1/10th Lb Increments | Each | 1 | 50 |  | 0.55 | 4 x 3 x 1.5” | N/A
60020 | 7.2 | 60020 2" Standard No Hub Coupling 60# Torque | Each
60030 | 7.3 | 60030 3" Standard No Hub Coupling 60# Torque | Each
6004 | 86 | 6004 - Diaphragm Gas Test Gauge 0-5# PSI..(Low pressure) with 1/10 increments | Each | 1 | 50 |  | 1.5 | 8 x 7 x 4” | N/A
60040 | 8.6 | 60040 4" Standard No Hub Coupling 60# Torque | Each
6004C | 106 | 6004C - *Certified* Diaphragm Gas Test Gauge 0-5# PSI | Each | 1 | 50 |  | 1.5 | 8 x 7 x 4” | N/A
6004E | 78 | 6004E - 0-5# Diaphragm Gast Test Gauge with Hex Body and Air Valve (24 per case) | Each | 1 | 20 |  | 1.5 lb. | 8 x 7 x 4” | N/A
6004EC | 98 | 6004EC -0-5# Diaphragm Gas Test Gauge "Certified" (24 per case) | Each | 1 | 20 |  | 1.5 | 8 x 7 x 4” | 860011592471
60050 | 20.5 | 60050 5" Standard No Hub Coupling 60# Torque | Each
6006 | 86 | 6006 - Diaphragm Gas Test Gauge 0-15# PSI (Medium pressure) with 2/10 increments | Each | 1 | 20 |  | 1.35 | 8 x 7 x 4” | N/A
60060 | 16.66 | 60060 6" Standard No Hub Coupling 60# Torque | Each
6006C | 106 | 6006C - *Certified* Diaphragm Gas Test Gauge 0-15# PSI | Each | 1 | 20 |  | 1.35 | 8 x 7 x 4” | N/A
6006E | 78 | 6006E - 0-15# Diaphragm Gas Test Gauge with Hex Body and Air Valve (24 per case) | Each | 1 | 20 |  | 1.5 | 8 x 7 x 4” | 860011592471
6006EC | 98 | 6006EC - 0-15# Diphragm Gas Test Gauge Set "Certified" (24 per case) | Each | 1 | 20 |  | 1.5 lb. | 8 x 7 x 4” | 860011592471
60080 | 41 | 60080 8" Standard No Hub Coupling 60# Torque | Each
60100 | 54 | 60100 10" Standard No Hub Coupling 60# Torque | Each
60120 | 103.54 | 60120 12' Standard No Hub Coupling 60# Torque | Each
6013 | 5.84 | 6013 - 0-30# 2" Face Black Steel Gauge..1/4" NPT Threaded bottom connection | Each | 1 | 100 |  | 0.2 | 3 x 3 x 2” | N/A
6014 | 11 | 6014 - 0-30lb 2" face gauge with Hex Body and Air Valve | Each | 1 | 50 |  | 0.55 | 3 x 3 x 2” | N/A
60141 | 6 | 60141 Hex Body and Schrader Valve for Gauge Set | Each | 1
60142 | 2.5 | 60142 - Schrader Air Valve | Each | 1
6015 | 5.84 | 6015 - 0-60# 2" Face Black Steel Gauge..1/4" NPT Threaded bottom connection | Each | 1 | 100 |  | 0.25 | 3 x 1.5 x 3” | N/A
60150 | 202.38 | 60150 15" Standard No Hub Coupling 60# Torque | Each
6015GF | 12 | 6015GF 2.5" Glycerin Filled Gauge -15 to 15 PSI, 1/4" Bottom Connection | Each | 1 | 25 |  | 0.45 | 3 x 3.5 x 1.5” | N/A
6016 | 11 | 6016 - 0-60lb. Gauge Set with Hex Body and Air Valve | Each | 1 | 50 |  | 0.55 | 4 x 2 x 2” | N/A
6017 | 5.84 | 6017 - 0-100# 2" Face Black Steel Gauge..1/4" NPT Threaded bottom connection | Each | 1 | 100 |  | 0.25 | 3 x 1.5 x 3” | N/A
6018 | 11 | 6018 - 0-100lb Gauge with Hex Body and Air Valve | Each | 1 | 50 |  | 0.55 | 4 x 4 x 2” | N/A
6019 | 16 | 6019 0-200lb Air Over Water Test Gauge..2 1/2" face, swivel hose adapter air schroeder valve | Each | 1 | 50 |  | 0.45 | 5 x 3 x 1.5” | N/A
6020 | 13 | 6020 0-300lb Water Test Gauge..2 1/2" Face, Swivel Hose Connection | Each | 1 | 50 |  | 0.35 | 4 x 3 x 2” | N/A
6020A | 13 | 6020A 0-100lb Water Test Gauge ..2 1/2" Face, Swivel Hose Connection | Each | 1 | 50 |  | 0.35 | 4 x 3 x 7” | N/A
6021 | 44 | 6021 - Stroker 160 Air Pump ..(10 per case) | Each | 1 | 10 |  | 2 | 25 x 9 x 4” | 860011598440
60215 | 7 | 60215 2 x 1 1/2" Standard No Hub Coupling 60# Torque | Each
6022 | 10 | 6022 0-200# 2" Gauge with Hex Body and Schrader Valve | Each | 1
6023 | 5.84 | 6023 0-200PSI 2" Face Gauge with 1/4" Bottom Connection | Each | 1
6030 | 12 | 6030 - 0-30 PSI Glycerine Filled Gauge, Stainless Steel, 1/4" NPT Bottom Connection | Each | 1 | 50 |  | 0.5 | 4 x 3 x 7” | N/A
6030GF | 12 | 6030 - 0-30 PSI Glycerine Filled Gauge, Stainless Steel, 1/4" NPT Bottom Connection | Each | 1
60320 | 11 | 60320 3 x 2" Standard No Hub Coupling 60# Torque | Each
60420 | 15 | 60420 4 X 2 Standard No Hub Coupling 60# Torque | Each
60430 | 13 | 60430 4" x 3" Standard No Hub Coupling 60# Torque
6059 | 2.5 | 6059 1-1/2" Ecomomy Test Plug | Each | 12 | 200 |  | 2.1 | 6 x 4 x 4” | N/A
6060GF | $13.00 | 6060 0-60PSI Stainless Steel Gauge, Liquid Filled, 2.5" Face, with 1/4" NPT Bottom Connection | Each | [5 empty] | N/A
6068 | 3 | 6068 2" Ecomomy Test Plug | Each | 12 | 100 |  | 3 | 6 x 6 x 4” | N/A
6069 | 5.26 | 6069 3" Economy Test Plug | Each | 12 | 50 |  | 6 | 10 x 6 x 6” | N/A
6084 | 6 | 6084 4" Economy Test Plug | Each | 12 | 50 |  | 10 | 13 x 7 x 7” | N/A
6086 | 14 | 6086 6" Economy Test Plug | Each | 6 | 25 |  | 10 | 13 x 7 x 7” | N/A
6100GF | 15 | 6100 - 0-100 PSI Glycerine Filled Gauge, Stainless Steel, 1/4" NPT Bottom Connection | Each | 1 | 50 |  | 0.5 | 4 x 3 x 7” | N/A
6130 | 14.5 | 6130 - Combination Curb Stop Wrench & Water Meter Key, 30" Length, T Handle with Key | Each | 1
61484 | 40 | 61484 4' Steel Probing Rod with Removable Threaded Tip | Each | 1 | 5 |  | 2.5 | 49 x 1 x 13” | N/A
6148T | 5 | 6148T 3/8" Threaded Probing Rod Tip Steel | Each | 1 | 100 |  | 0.5 | 1 x 1 x 1.5” | N/A
6149 | 8.58 | 6149 Four Way Key Wrench 1/4", 9/32", 5/16", 11/32" | Each | 1 | 100 |  | 0.45 | 8 x 4 x .5” | 860009978546
6151 | 13 | 6151 - 5/8" OD x 36" long Curb Stop Wrench | Each | 1
6152 | 11 | 6152 4- Way P.O. Plug Wrench | Each | 1 | 100 |  | 0.55 | 10 x 4 x 1” | 860009978553
6171 | 8 | 6171 Hex Key Wrench Set, Long type, with Ball Head 13 PCS | Each | 1 | 20 |  | 0.9 | 10.5 x 4 x 2” | 860009978552
6175GF | $13.00 | 6175 0-160PSI Stainless Steel Gauge, Liquid Filled, 2.5" Face, with 1/4" NPT Bottom Connection | Each | [5 empty] | N/A
620-1417 | 17.9 | 620-1417 - (ANSI 49) Dark Gray Spray Paint 20oz can with 16oz fill weight (6 per case) | Each | 1 | 12 |  | 18 | 3 x 8 x 3” | N/A
6200GF | 15 | 6200 - 0-200 PSI Glycerine Filled Gauge, Stainless Steel, 1/4" NPT Bottom Connection | Each | 1 | 50 |  | 0.5 | 4 x 3 x 7” | N/A
62010H | 1.1 | Breeze Power Seal SS Hose Clamp 9/16” to 1-1/16” | Each | [5 empty] | N/A
62012H | 1.12 | Breeze Power Seal SS Hose Clamp 11/16” to 1-1/4” | Each | [5 empty] | N/A
62016H | 1.16 | Breeze Power Seal SS Hose Clamp 13/16” to 1-1/2” | Each | [5 empty] | N/A
62020H | 1.2 | Breeze Power Seal SS Hose Clamp 13/16 to 1-3/4 | Each
62024H | 0.64 | Breeze Power Seal SS Hose Clamp 1-1/16” to 2” | Each | [5 empty] | N/A
62028H | 1.26 | Breeze Power Seal SS Hose Clamp 1-5/16” to 2-1/4” | Each | [5 empty] | N/A
62032H | 1.28 | Breeze Power Seal SS Hose Clamp 1-9/16” to 2-1/2” | Each | [5 empty] | N/A
62036H | 1.3 | Breeze Power Seal SS Hose Clamp 1-13/16” to 3-3/4” | Each | [5 empty] | N/A
62048H | 1.8 | Breeze Power Seal SS Hose Clamp 2-9/16” to 3-1/2” | Each | [5 empty] | N/A
6205 | 11 | 6205 0-5LB, 2-1/2" Face Gas Test Gauge with 1/4" NPT Connection, 1/10th Lb. increments | Each | 1
62064H | 2.2 | Breeze Power Seal SS Hose Clamp 3-9/16” to 4-1/2” | Each | [5 empty] | N/A
62096H | 3.4 | Breeze Power Seal SS Hose Clamp 3-5/8” to 6-1/2” | Each | [5 empty] | N/A
6210 | 462 | 6210 "Breeze" Hose Clamp Assorted Point of Purchase Display | Display | 1 |  |  |  |  | N/A
6210 | 462 | Breeze Hose Clamp Assorted Point of Purchase Display | Each | [5 empty] | N/A
62128 | 4.54 | "Breeze" Power Seal SS Clamp 5-5/8 x 8-1/2
6215 | 27.3036 | 6215 0-15LB, 2-1/2" Face, Gas Test Gauge with 1/4" NPT Connection, 1/10th Lb. Increments | Each | 1
62160 | 56 | 62160 0-160 Ounces - 2.5" Face Diaphragm Gauge with 1/4" NPT Bottom Connection | Each | 1
6235 | 22 | 6235 - Universal Aerator Key 10 Way | Each | 1 | 50 |  | 0.4 | 3 x 3 x 4” | 86000864679
6238 | 10 | 6238 Tub Drain and Spud Wrench-Fits 1 1/2 and 2" Spuds | Each | 1 | 50 |  | 0.55 | 6 x 2 x 2” | N/A
6245 | 36.00 | 6245 Tridicator, 3" Dial, 0-200PSI, 70-320F, 1/2" NPT Connection | Each | [5 empty] | N/A
6246 | $40.00 | 6246 Tridicator Gauge, 3" Dial, 0-100PSI, 70-320F | Each | [5 empty] | N/A
6250B | 23 | 6250B - 0-250F Bimetal thermometer, Stainless Stell 1/2" NPT Back connection | Each | 1 | 50 |  | 0.5 | 6 x 4” | N/A
6250S | 54 | 6250S - 0-250F Bimetal thermometer, Stainless Steel 1/2" NPT connection Adjustable Angle | Each | 1 | 50 |  | 1 | 6 x 4” | N/A
6255 | 4 | 6255 6" Mini Hacksaw | Each | 1 | 50 |  | 0.15 | 9.5 x 3 x 5” | 860009978539
6260 | 24 | 6260 3" 100-700 Range Thermometer for Bar B Que Smoker, 1/2" MIPT Connection | Each | 1
6300 | 29 | 6300 2-in-1 Plumbers Wrench 9/16", 15/1 6", 5/8" For use on Supply Stops | Each | 1 | 36 |  | 0.9 | 13 x 6 x 2” | 860009978577
6304 | 15.18 | 6304 - Internal Pipe Cutter | Each | 1 |  |  | 0.95 | 8 x 4.5 x 2” | 86008646767
6333 | 5 | #2 Cotton All Purpose Shop Towels 12 Count Pack | Each | 1 | 12
6334 | 14 | #2 Cotton All Purpose Shop Towels 4 lbs. | Each | 1 | 6 |  | 4.05 | 12 x 9 x 3”
6335 | 24 | 6335 - 10# Box of Knit Rags | Each | 1 | 1 |  | 5.5 | 12 x 12 x 11” | 691054797048
6336 | 2.5 | 6336 - Brown Jersey Gloves - One Size Fits All | Box | 12 | 300 | N/A | 4 | 12 x 6 x 6” | N/A
6400GF | $13.00 | 6400 0-300PSI Stainless Steel, Liquid Filled Gauge, 2.5" Face with 1/4" NPT Bottom Connection | Each | [5 empty] | N/A
6500GF | $29.00 | 6500 0-100PSI Stainless Steel Gauge, Liquid Filled, 4" Face, with 1/4" NPT Bottom Connection | Each | [5 empty] | N/A
6526 | 100 | 6526 Inner/Outer Pipe Reamer, for use with 5-16th" to 2 1/8" Pipe. | Each | 1 | 50 |  | 1 | 7 x 5 x 3” | 860009978560
6567 | 7 | 6567 - 9" Torpedo Level - Magnetic | Each | 1 | 60 |  | 0.3 | 12 x 4 x 1” | N/A
6600GF | $29.00 | 6600 0-160PSI Stainless Steel Gauge, Liquid Filled, 4" Face, with 1/4" NPT Bottom Connection | Each | [5 empty] | N/A
6700GF | $29.00 | 6700 0-200PSI Stainless Steel Gauge, Liquid Filled, 4" Face with 1/4" NPT Bottom Connection | Each | [5 empty] | N/A
6720 | 12 | 6720 - Bull Frog Caulking Gun | Each | 1 | 12 |  | 2 | 13 x 6 x 3” | 85073455414
6800GF | $13.00 | 6800 0-600PSI Stainless Steel Gauge, Liquid Filled, 2.5' Face with 1/4" NPT Bottom Connection | Each | [5 empty] | N/A
7000 | $7.50 | 7000 0-160PSI Steel Gauge, 2.5" Face, 1/4" NPT Bottom Connection | Each | [5 empty] | N/A
7002 | $7.50 | 7002 0-200PSI Steel Gauge, 2.5" Face with 1/4" NPT Bottom Connection | Each | [5 empty] | N/A
7004 | $7.50 | 7004 0-300PSI Steel Gauge, 2.5" Face with 1/4" NPT Bottom Connection | Each | [5 empty] | N/A
7113016 | 44.38 | 7113016 - Repl BV Tubing ASM
7174868 | 104.68 | 7174868 - Cover Faceplate Ultra 1 Valve
7192785 | 179.56 | 7192785 - Salt Cover
7199729 | 8.06 | 7199727 - Cap Nozzle Venturi
7200BFP | 150 | 7200BFP 1" LF Brass Backflow Preventor with 3/4" ball valve, SS Handle | Each | 1
7214383 | 117.06 | 7214383 - Bypass Valve Asm 1
7260554 | 38.86 | 7260554 - North Star Face plate cover
7267360 | 46.06 | 7267360 - Decal Faceplate NS Ultra 1
7275339 | 13.34 | 7275339 - Drain Adaptor 2.0 gpm
7285944 | 166.62 | 7285944 - OBS Repl Motor PKD Solid State
7286039 | 106.98 | 7286039 - Repl. Motor PKD
730 | 22.18 | 7305150 - Repl. Switch Kit
7336397 | 127.38 | 7336397 - Clip, 3/4" Installation (20 pack)
7336402 | 133.9 | 7336402 - O-Ring, 3/4" Instalation (20 pack)
7351054 | 38.04 | 7351054 - Power Supply DC US 24V 500 mA
7362398 | 62.12 | 7362398 - NorthStar Solenoid Coil, 24V DC, Brown
7362982 | 1313.96 | 7362982 - Controller Commercial ASM North Star
7364227 | 133.92 | 7364227 - Brand Lit Kit Comml NS 2: Valve
7364269 | 154.24 | 7364269 - Brand Lit Kit North Star..1" Rotary Valve Softener
7366083 | 53.2 | 7366083 - North Star Decal
7369798 | 213.94 | 7369798 - Repl. PWA M45
7384691 | 73.06 | 7384691 - Repl. Motor Metal Cam & Gear Kit 1" Valve
7398705 | 47.66 | 7398705 - Replace Nozzle & Venturi Blue..0.3 Fill 0.1 Brine
7400 | 12 | 7400 SnoBol Extra Strength Bowl Cleaner 24 Ounce bottle (12 per case) | Each | 1 | 12 |  | 1.9 | 2.9 x 2.2 x 10.2" | 70881322249
7500 | 11.78 | 7500 - Armaly ProPlus Clamshell Sponge 7-3/8" x 4-3/8" x 2-3/4" Rounded Corners (00010) | Each | 1 | 24 |  | 0.11 | 9 x 5 x 3” | N/A
7500BFP | 200 | 7500BFP 1" LF Brass Backflow Preventor with 1" Ball Valve, SS Handles | Each | 1
7600 | 14.1 | 7600 - Cellulose Sponge 7"x3-3/4"x1-3/4" Squared Corners (R80) | Each | 1 | 24 |  | 0.11 | 9 x 5 x 3” | 78572030800
7700 | 8.66 | 7700 Brillo Estracell Commercial Sponge 7.5" x 4 3/8" x 2-1/16" (12 per case) | Each | 1 | 24 |  | 0.11 | 9 x 5 x 3” | 70881500043
7800 | 6.32 | 7800 Armaly ProPlus Utility Sponge..6 1/4" x 4 1/4" x 2 1/8" (12 per case) | Each | 1 | 12 |  |  |  | 70881000093
7900 | 7.3 | 7900 Armaly ProPlus Latex and Grout Sponge 6 1/4" x 4 1/4 x 2 1/8" (6 per case) | Each | 1 | 6 |  |  |  | 70881006026
80100 | 184 | 80100 100' Electrical Cord, 12 Gauge with Lighted Ends (3 per box) | Each | 1 | 3 |  | 39 | 18 x 12 x 12” | 86001159243
8025 | 52 | 8025 25' Extension Cord, 14 Gauge with Lighted Connections (6 per box) | Each | 1 | 4 |  | 27 | 22 x 16 x 6” | 86001159242
8050 | 96 | 8050 50' Extension Cord, 12 Gauge with Lighted Ends (4 per box) | Each | 1 | 6 |  | 15 | 14 x 11 x 11” | 86001159240
8100 | 110 | 8100 - Digital Multimeter (100 EZ DMM) | Each | 1 |  |  | 3.0 | 6 x 3 x 1.25” | 637623001000
81015 | 13.78 | 81015 - 1-1/2" Hi-Torq 80 Couplings..(80 per case) | Case | 1 | 80 |  | 0.45 | 2.5 x 3 x 2.50” | 52063023694
81020 | 15.34 | 81020 - 2" Hi-Torq 80 Couplings..(64 per case) | Case | 1 | 64 |  | 0.50 | 3 x 3 x 3” | 52063023724
81030 | 17.7 | 81030 - 3" Hi-Torq 80 Couplings..(36 per case) | Case | 1 | 36 |  | 0.65 | 4.5 x 3.5 x 4” | 52063041841
81040 | 22.74 | 81040 - 4" Hi-Torq 80 Couplings..(36 per case) | Case | 1 | 36 |  | 0.80 | 5.5 x 3 x 5” | 52063041858
81050 | 50.82 | 81050 - 5" Hi-Torq 80 Couplings |  | 1 | 12 |  | 1.50 | 6.5 x 4 x 6.5” | 52063041865
81060 | 57.2 | 81060 - 6" Hi-Torq 80 Couplings..(12 per case) | Case | 1 | 12 |  | 1.60 | 7.5 x 4 x 7.5” | 52063041872
81080 | 98.8 | 81080 - 8" Hi-Torq 80 Couplings..(8 per case) | Case |  | 8 |  | 1.95 | 10 x 4 x 10” | 52063041889
81100 | 130 | 81100 - 10" Hi-Torq 80 Couplings..(8 per case) | Case |  | 8 |  | 2.45 | 11.5 x 4 x 11.5” | 52063041896
8265 | 160 | 8265 - Digital Clamp-On Meter | Each | 1 |  |  | 2.50 | 7.25 x 13 x 2” | 637623002656
83015 | 17 | 83015 1.5" Clamp All Heavy Duty No Hub Coupling(blue) with 3/8 Screw Head
83020 | 18 | 83020 2" Clamp All Heavy Duty No Hub Coupling(blue) with 3/8 Screw Head
83030 | 20 | 83030 3" Clamp All Heavy Duty No Hub Coupling(blue) with 3/8 Screw Head
83040 | 24.5 | 83040 4" Clamp All Heavy Duty No Hub Coupling(blue) with 3/8 Screw Head
83050 | 48 | 83050 5" Clamp All Heavy Duty No Hub Coupling(blue) with 3/8 Screw Head
83060 | 60 | 83060 6" Clamp All Heavy Duty No Hub Coupling(blue) with 3/8 Screw Head
83080 | 118 | 83080 8" Clamp All Heavy Duty No Hub Coupling(blue) with 3/8 Screw Head
83100 | 150 | 83100 10" Clamp All Heavy Duty No Hub Coupling(blue) with 3/8 Screw Head
83120 | 190 | 83120 12" Clamp All Heavy Duty No Hub Coupling(blue) with 3/8 Screw Head
8315 | 45 | 8315 - Digital Thermometer (315C) | Each | 1 |  |  | 1.8.00 | 3 x 8.25 .75” | 637623003158
83150 | 250 | 83150 15" Clamp All Heavy Duty No Hub Coupling(blue) with 3/8 Screw Head
8381a | 174 | 8381a Infrared Gun w/Thermocouple input | Each | 1 |  |  | 24.00 | 7.5 x 12 x 3” | 637623003813
850 | 49.74 | 850 Non-Contact Volt Stick | Each | 1 |  |  | 1.20 | 9 x 6 x 1” | 63723000508
8500 | 690 | 8500 - Complete Tankless Water Heater Testing Kit - (621C7) | Each | 1 |  |  | 5.5 | 12x9x3” | 745557934445
85015 | 13.5 | 85015 1.5" Clamp All Medium Duty No Hub Coupling(white) with 5/16 Screw Head
85020 | 14.5 | 85020 2" Clamp All Medium Duty No Hub Coupling(white) with 5/16 Screw Head
85030 | 17 | 85030 3" Clamp All Medium Duty No Hub Coupling(white) with 5/16 Screw Head
85040 | 19.6 | 85040 4" Clamp All Medium Duty No Hub Coupling(white) with 5/16 Screw Head
85050 | 40 | 85050 5" Clamp All Medium Duty No Hub Coupling(white) with 5/16 Screw Head
85060 | 46 | 85060 6" Clamp All Medium Duty No Hub Coupling(white) with 5/16 Screw Head
85080 | 90 | 85080 8" Clamp All Medium Duty No Hub Coupling(white) with 5/16 Screw Head
85100 | 116 | 85100 10" Clamp All Medium Duty No Hub Coupling(white) with 5/16 Screw Head
85120 | 160 | 85120 12" Clamp All Medium Duty No Hub Coupling(white) with 5/16 Screw Head
85150 | 220 | 85150 15" Clamp All Medium Duty No Hub Coupling(white) with 5/16 Screw Head
8600 | 690 | 8600 Complete Tankless Water Heater Testing Kit with Clamp-on Meter and Multimeter - (621C8) | Each | 1 |  |  | 5.5 | 12x9x3” | 637623006081
8605 | 8.5 | 8605 Universal T Fitting (A605) |  | 12 |  |  | 0.60 | 5 x 9.5 x 2.25” | 637623106057
8608 | 260 | 8608 - Digital Single Input Manometer | Each | 1 |  |  | 24.00 | 7 x 11.75 x 2” | 637623006081
8620 | 460 | 8620 - Digital Dual Input Manometer (621) | Each | 1 |  |  | 24.00 | 12 x 8 x 3” | 63762300620
8719 | 280 | 8719 Combustible Gas Leak Detector | Each | 1 |  |  | 3.2 | 7.5 x 14 x 2.25” | 637623007194
8725L | 172 | 8725L Combustible Gas Leak Detector "NEW" | Each | 1 |  |  | 1.6 | 3 x 16 x 1” | 637623017254
8768 | 69.2 | 8768 - A768 Carring Case | [6 empty] | N/A
8770 | 254 | 8770 - A770 Flue gas probe with temperature | [6 empty] | N/A
8774 | 28 | 8774 6" Silicone Tubing |  | 1 |  |  | 2 | 5 x 9.25 x 2.5” | 637623107740
8775 | 720 | 8775 - Ambient CO and Combustible Gas Leak Detector |  |  |  |  | 0.05 | 3 x 1 x 1” | N/A
8820 | 4.52 | 8820 - Adapter Tube Connector (A820) |  |  |  |  | 0.05 | 24 x 4 x .25” | 637623107917
8908 | 44 | 8908 - Carry Case |  |  |  |  | 0.6 | 11.5 x 8.5 x 2.5” | 637623109089
8CK21M | 72 | 8CK21M K-type Thermocouple (pipe clamp) |  |  |  |  | 2 | 9 x 5 x 3” | 63762300113
90008 | 13.5 | 90008 - 25' X 1" Tape Measure with Belt Clip..(6 per box) | Each | 1 | 6 |  | 0.85 | 4 x 4 x 2” | 86000864677
91500 | 9.2 | 91500 - 6 in 1 Adjustable Combination Screwdriver-Blue-CrV Steel | Each | 1 | 12 |  | 0.96 | 8 x 7 x 4” | 96806915006
9200 | 60 | 9200 7" Red Carpenter Pencil - 100 pencils per case | Case | 1 | 100 |  | 2.15 | 7 x 6 x 4” | N/A
9400 | 7.5 | 9400 - Telescoping Magnetic Pick Up Tool Extendes to 25"/Collapses to 6-1/2" with Pocket Clip | Each | 1 | 100 |  | 0.1 | 7 x 1 x 1” | N/A
9450 | 10 | 9450 - Flexible Pick-up Tool with Light | Each | 1 | 50 |  | 0.35 | 4 x 11 x 1” | N/A
9500 | 7 | 9500 - 5 LED Cap Light (NR1001) | Each | 1 | 12 |  | 0.1 | 5 x 3 x 1” | N/A
950423 | 35.36 | 950423 - EzyGrid Disks 1-1/2" (2 PK) | 2 Pack | 1 |  |  | 0.1 | 8 x 3 x 1” | 797776950423
950430 | 47.24 | 950430 - EzyGrid Disks 3-1/8" (2PK) | 2 Pack | 1 |  |  | .25 lbs | 8 x 4 x 1” | 797776950430
950447 | 71.42 | 950447 - EzyGrid Pipe Cutter 1-1/2" | Each | 1 |  |  | 0.35 | 9 x 3 x 2” | 797776950447
950454 | 83.72 | 950454 - EzyGrid Pipe Cutter 3-1/8" | Each |  |  |  | 0.55 | 9 x 5 x 4” | 797776950454
9600 | 18 | 9600 - Compact Folding Utility Knife with Hook Blade and Trapezoid Blade | Each | 1 | 1 |  | 0.36 | 9 x 3 x 1” | 860013861735
9600H | 6 | 9600H 5 Pack of Replacement Hook Blades for the CMC # 9600 | Each | 1
9600T | 5 | 9600T 5 Pack of Trapezoid Replacement Blades for the CMC # 9600 | Each | 1
98-10 | 12.06 | 98-10 Seymour Enamel Spray Paint Black 12 oz Fill weight (12 per case) | Each | 1 | 12 |  | 18 | 3 x 8 x 3” | 43281002424
98-2 | 12.06 | 98-2 Seymour Enamel - Gloss White (16 oz can) | Each | 1 | 12 |  | 18 | 3 x 8 x 3” | 43281006743
98-36 | 12.06 | 98-36 Seymour Enamel Spray Paint Gloss Brown 12 oz Fill weight | Each | 1 | 12 |  | 18 | 3 x 8 x 3” | 43281002615
98150 | 3000 | Pedrollo Self Priming Variable Speed Pool Pump Wifi enabled | Each
98300 | 3600 | Pedrollo Self Priming Variable Speed Pool Pump Wifi enabled | Each
99080 | 413.9 | 99080 - Hi-Torq 80 Wrench | Each | 1 |  |  | 1.05 lbs | 1.5 x 9 x 1” | 52063041902
99125 | 433.14 | 99125 - Hi-Torq 125 Wrench | Each | 1 |  |  | 1.05 lbs | 1.5 x 9 x 1” | 52063041919
999150-ALL | 90 | 999150-ALL "ONA" Puller Tool Set with Posi Temp add on. | Each | 1 |  |  | 1.5 | 6 x 1 x 8” | N/A
ADP22 | 24 | ADP22 22" Round Aluminum Water Heater Drain Pan with Drain Pan Adapter | Each | 10 |  |  |  |  | N/A
ADP24 | 26 | ADP24 24" Round Aluminum Water Heater Drain Pan with Drain Fitting | Each | 10 | 10 |  |  |  | N/A
ADP26 | 28 | ADP26 26" Aluminum Water Heater Drain Pan with Drain Pan adapter | Each | 10 | 10 |  | 18.5 | 29 x 29 x 6 | N/A
ADP28 | 35 | ADP28 28" Round Aluminum Water Heater Drain Pan with Drain Pan Adapter | Each | 5 | 5 |  | 11.9 | 31 x 32 x 6” | N/A
ADP30 | 38 | ADP30 30" Ro2und Aluminum Water Heater Drain Pan with Drain Pan Adapter | Each | 10 | 10 |  |  |  | N/A
AEF-300 | 698.4 | HybridFlo® Sensor Operated Faucet (2.5” Base in Chrome Finish for One Hole or Three Hole Installation using CP4/CP8 Cover Plate) | Each | 1 |  |  | 6.90 lb. | 13 x 12 x 6” | 9777300209
AEF-301 | 776 | HybridFlo® Sensor Operated Faucet (5” Base in Chrome Finish for One Hole or Three Hole 4” Centerset Installation) | Each | 1
ALSJ079 | 11.74 | ALSJ079 - High Voltage Igniter Wire
ALSJ079 | 11.74 | ALSJ079 - High Voltage Igniter Wire
AM10-S3FV1 | 1400 | AM10-S3FV1 - 3 Speed Recirc Pump,BICV,4 Bolt Universal | Each | 1 | 1 |  | 8.65 lbs | 7.5 x 6 x 7” | 853647005316
AM55-SFVL | 1090 | AM55-SFVL - Variable Speed SS Recirc Pump, BICV, 4 Bolt Universal Flanges | Each | 1 | 1 |  | 6.5 lb. | 7 x 6 x 4” | 853647005651
AM6-SUCV1 | 710 | AM6-SUCV1 - Single Speed SS Recirc Pump, 1/2" SWT Union Style Connections | Each | 1 | 1 |  | 5.55 lbs | 7.5 x 6.5 x 6.5” | 853647005170
AM7-SFV1 | 1160 | AM7-SFV1 - Single Speed SS Recirc Pump, BICV, 2 Bolt Flanges | Each | 1 | 1 |  | 6.35 lbs | 8 x 6 x 7” | 853647005231
AM7-SU1ZLT1 | 755.74 | AM7-SU1ZLT1 - Pump only for..AMH1K-6ODRZT1 | Each | 1 | 1
AM7-SUCV1LT1 | 954.98 | AM7-SUCV1LT1 Aqua Ready Single-Speed Stainless Circulator | Each | 1 | 1
AM7-SUV1AXLT1 | 1065.34 | AM7-SUV1AXLT1 - Outdoor Single Speed SS Recirc Pump Kit For Applications | Each | 1 | 1
AMH1K-3UV | 872 | AMH1K-3UV - Single Speed SS Recirc Pump Kit for tank type water heater applications | Each | 1 | 1 |  | 7.3 lb. | 7.5 x 6.5 x 7” | 857529005517
AMH1K-6ODRZT1 | 1148 | AMH1K-6ODRZT1 - For Tankless Heaters without Built-in Pump AM6 AquaMotion SS Circulator with a Build-in Timer and a 10' line cord AMK-ODR Bypass valve | Each | 1 | 1 |  | 7.3 lb. | 7.5 x 6.5 x 7” | 857529005517
AMH1K-7ODRXZT1 | 1550 | AMH1K-7ODRXZT1 Tankless w/o Built-in Pump, Outdoor Applications with ODR Valve | Each | 1 | 1
AMH1K-RODRN | 1750 | AMH1K-RODRN On-Demand Tankless Pump Kit (up to 600') | Each | 1 | 1 |  | 8.5 lb. | 8 x 8.25 x 9” | 857529005975
AMH2K-7 | 1000 | AMH2K-7 Circulator With Unions, Pex and Copper Tubing, Built in Timer. | Each | 1 | 1 |  | 7 lb. | 8 x 8.25 x 9” | 853647005651
AMH2K-7N1WB | 800 | AMH2K-7N1WB Recirculation Pump with Unions and Timer and On Call Wireless Control Kit with Reciever and Remote Button | Each | 1 | 1
AMH2K-R | 1260 | AMH2K-R Dedicated return line:Automatic for systems w/Tankless Water Heaters, AMRS3FV1LT1 Circulator,3/4" male threaded flange,Universal 1/2 & 3/4 Aquatast & Mechanical timer | Each | 1 | 1
AMH3K-7 | 920 | AMH3K-7 - Circulator with Union, Line Cord, Built-in Aquastar, BICV, & with Fittings and Hoses For systems with Hot Water Tanks. Automatic or On-Call. Medium (250 ft) Pipe length | Each | 1 | 1 |  | 9 lb. | 9 x 9 x 9” | 857529005555
AMH3K-R | 1350 | AMH3K-R - 3-Speed SS under sink Recirc Pump Kit with timer. check valves & Aqua-stat | Each | 1 | 1 |  | 13.5 lb. | 9 x 10 x 9” | Z
AMK-A | 110 | AMK-A Universal 1/2" & 3/4" Aquastat with..10' cord, 85° - 105° | Each | 1 | 1 |  | .65 lbs | 4.5 x 1.5 x 14”
AMK-APB1 | 154.6 | AMK-APB1 - Aquamotion Pump Control Replacement | Each | 1 | 1
AMK-MS | 280 | AMK-MS - On call Wireless Control Kit w/Motion Sensor & Receiver (9V Battery not included) | Each | 1 | 1 |  | .75 lbs | 7 x 2 11”
AMK-MSR | 128 | AMK-MSR - On-call Wireless Motion Sensor for AMK-MS kit | Each | 1 | 1 |  | .5 lb. | 4 x 6 x 1.5”
AMK-ODR2 | 300 | AMK-ODR Superflow Valve Kit Only | Each | 1 | 1 |  | 1.5 lb. | 8 x 5.5 x 3.5” | 857529005814
AMK-SC | 91.18 | AMK-SC Watchdog Smart Controller | Each | 1 | 1 |  | .45 lbs | 6 x 5 x 5” | 853647005190
AMK-T | 128 | AMK-T - Digital Timer Kit, 110V,1HP Rating | Each | 1 | 1 |  | .45 lbs | 6 x 5 x 5” | 853647005190
AMK-UK | 242 | AMK-UK Aqua Flash Universal Valve Kit for Hot Water Tanks | Each | 1 | 1 |  | 1.30 Ibs. | 6.5 x 6.5 x 2.5” | 853647005910
AMK-WB | 264 | AMK-WB - On Call Wireless Control Kit with Receiver & One Remote Button | Each | 1 | 1 |  | .65 lbs | 8 x 11 x 2” | 853647005965
AMK-WBR | 128 | AMK-WBR Additional Wireless Button w/ Wall Mounting Bracket for AMK-WB Kit | Each | 1 | 1 |  | 0.5 | 6 x 8 x 0”
AMK-WSR | 128 | AMK-WSR Additional On-Call Wireless Rocker Switch | Each | 1 | 1 |  | 0.5 | 6 x 8 x 0”
AMR-S3FV1AL | 1279.84 | AMR-S3FV1AL SS 3-Speed Pump with..Aqua-Stat and cord | Each | 1 | 1
AMR-S3FV1LT1 | 1290 | AMR-S3FV1LT1 - Aqua-Ready Three Speed Stainless Recirculation Pump - 25mm BICV, 4 Bolt Flange, Line Cord, Timer | Each | 1 | 1 |  | 9.05 lbs | 7.5 x 6 x 7” | 856347005835
AP1414 | 24 | AP1414 Access Panel 14" x 14" | Each | 1 | 25 |  |  |  | 860009978591
AP69 | 9 | AP69 Access Panel 6" x 9" | Each | 1 | 12 |  |  |  | 860009978591
APB30 | 1310 | APB30 -AQUA-MAX Pressure Booster, Stainless construction, Multi stage Stainless impeller, Composite control, compact 14"x14"x11", Increases water pressure by 30 psi. Single phase,115/60/1, inlet 1", Outlet UC 3/4" male NPT Union Connection | Each | 1 | 1 |  | 22.5 | 14 x 14 x 11”
ASSKITDGP01PVC | 518.14 | manifold kit for 2 DGPed install Duplex System | Each
ASSKITDGP02 | 262.64 | Wall Mount Bracket for single DG Ped booster pump | Each
ASSKITS003 | 275.04 | Electronic Board for DGped duplex install | Each
AXTH-CF9-AL | 242.96 | AXTH-CF9-AL Aluminum Heat Exchanger Cleaner | Each | 1 |  |  |  |  | N/A
AXTH-CFSTEEL-1L | 133.34 | AXTH-CFSTEEL-1L SS Boiler Conbustion Side Cleaner | Each | 1
AXTH-CFSTEEL-AL | 133.34 | AXTH-CFSTEEL-1L SS Boiler Conbustion Side Cleaner | Each | 1 |  |  | 66 oz. | 11 x 7 x 5” | N/A
BBQ-GLOVE | 32.84 | BBQ GLOVE - ONE SIZE | Each | 6 |  |  | 3.55 | 14x9x5" | N/A
BF4200 | 26 | BF4200 42 Gallon Contractor Grade Trash Bags, 3 mil, black, 20 pcs per box | Box | 1 |  |  |  |  | N/A
BF45100 | 70 | 100ft. Lay Flat Water Hose with Brass Connections | Each | 1 |  |  |  |  | 860013861766
BF4550 | 38 | 50Ft. Lay flat water hose with brass connections | Each | 1 |  |  |  |  | 860013861759
BF5500 | 47 | BF5500 55 Gallon Contractor Grade Trashbags, 3 mil, black, 20 pcs per box | Box | 1 |  |  |  |  | N/A
BF8000 | 44 | BF8000 200 Count Bullfrog Drain Tablets | Each | 1 |  |  |  |  | N/A
BF8020 | 28 | BF8020 Shop Towels 200 Count with Dispensable Box (6 per case) | Box | 1 | 6 |  | 3.25 | 7 x 7 x 12 | 860009978590
BF8050 | 60 | BF8050 BullFrog Brand Contractor Pencil - 100 Pencils | Each | 1 | 100 |  | 2.15 | 8 x 6.5 x 4” | 860011592402
BF9000 | 24 | BF9000 BullFrog Glove Dispenser with Magnetic Connections | Each | 1 | 24 |  | 2.6 | 11 x 7 x 5” | N/A
BFPB4G | 13 | BFPB4G BullFrog Plumbers Bucket Green 4 Gallon with handle (12 per case) | Each | 1 | 12 |  | 1.3 | 11 x 11 x 12” | N/A
BFPB6G | 15 | BFPB6G Bullfrog Plumbers Bucket Green 6 Gallon with Handle (8 per case) | Each | 1 | 8 |  | 1.75 | 11.5 x 11.5 x 14 | N/A
BLK-100 | 29 | BLK-100 Black Mamba Gloves Chemical Resistant "Nitrex" (S) (100 pcs/50 pr) | Each | 50 | 10 | 50 | 1.85 | 10 x 3 x 5” | 94922699626
BLK-110 | 29 | BLK-110 Black Mamba Gloves Chemical Resistant "Nitrex" (M) (100pcs/50pair) | Each | 50 | 10 | 50 | 1.85 | 10 x 3 x 5” | 94922699589
BLK-120 | 29 | BLK-120 Black Mamba Gloves Chemical Resistant "Nitrex" (L) (100pcs/50pair) | Each | 50 | 10 | 50 | 1.85 | 10 x 3 x 5” | 94922699596
BLK-130 | 29 | BLK-130 Black Mamba Gloves Chemical Resistant "Nitrex" (XL) (100pcs/50pair) | Each | 50 | 10 | 50 | 1.85 | 10 x 3 x 5” | 94922699602
BLK-140 | 29 | BLK-140 Black Mamba Gloves Chemical Resistant "Nitrex" (XXL) (100 pcs/50 pair) | Each | 50 | 10 | 50 | 1.85 | 10 x 3 x 5” | 94922699619
BRQL008 | 5.62 | BRQL008 - O-Ring - Water Filter
BRQL008 | 5.62 | BRQL008 - O-Ring - Water Filter
BS10 | 64.98 | BS10 (BS10 10" Black Plastic Birdscreen Cover for Downspout Nozzle) | Each
BS2 | 11.68 | BS2 (BS2 2" Black Plastic Birdscreen Cover for Downspout Nozzle) | Each
BS3 | 18.18 | BS3 (BS3 3" Black Plastic Birdscreen Cover for Downspout Nozzle) | Each
BS4 | 25.98 | BS4 (BS4 4" Black Plastic Birdscreen Cover for Downspout Nozzle) | Each
BS6 | 38.98 | BS6 (BS6 6" Black Plastic Birdscreen Cover for Downspout Nozzle) | Each
BS8 | 51.98 | BS8 (BS8 8" Black Plastic Birdscreen Cover for Downspout Nozzle) | Each
BSS-110 | 34.5 | BSS-110 (M) Black Mamba Snakeskin Torq Grip Gloves 50 prs/bx (10 bxs/case) | Each | 50 | 10 | 50 | 1.85 | 10 x 3 x 5” | 94922473691
BSS-120 | 34.5 | BSS-120 (L) Black Mamba Snakeskin Torq Grip Gloves 50 pre/box (10 bxs/case) | Each | 50 | 10 | 50 | 1.85 | 10 x 3 x 5” | 94922473707
BSS-130 | 34.5 | BSS-130 (XL) Black Mamba Snakeskin Torq Grip Gloves 50 pre/box (10 bxs/case) | Each | 50 | 10 | 50 | 1.85 | 10 x 3 x 5” | 94922473714
BSS-140 | 34.5 | BSS-140 (XXL) Black Mamba Snakeskin Torq Grip Gloves 50 pre/box (10 bxs/case) | Each | 50 | 10 | 50 | 1.85 | 10 x 3 x 5” | 94922473622
BWCD090-B | 71.02 | BWCD090-B Flow Sensor
BWCD096 | 45.94 | BWCD096 Thermister (Hot Water)
BWCD097-B | 41.8 | BWCD097-B Thermistor - Cold Water
BWCD097-B | 41.8 | BWCD097-B Thermistor - Cold Water
BWCD098-B | 33.46 | BWCD098-B Thermistor (Heat Exchanger)
BWCH003 | 15.12 | BWCH003 Thermistor (Air)
C-22 | 12 | C-22 "Duece Duece" Stainless Steel Basket Strainer with Chrome Plated Post, Zinc Lock and Slip Nut | Each | 1 |  |  | 1.5 lb. | 4.5 x 4 x 3” | 860008646743
CBF-2 | 1296.3 | CBF-2 Chemical By-pass feeder 3/4" ..2 gallon | Each | 1 |  |  |  |  | N/A
CBF-5 | 1767.4 | CBF-5 Axiom Chemical Bypass Feeder 5USG |  | 1 |  |  |  |  | N/A
CCS-V | 271.14 | CCS-V Crossover Valve Kit for NRCR92/111
CESR075H | 2.92 | CESR075H - 3/4" Cooper Tubing 2 pc Extension
CESR100H | 3.96 | CESR100H - 1" Copper Tubing 2 pc/Extension
CHPL | 16.5 | CHPL-Chipped Glove with Long Cuff (6 pairs/box) | Pair | 1 | 6 |  | 5.9 | 13 x 7 x7 | N/A
CHPS | 15.5 | CHPS-Chipped Glove with Short Cuff (6 pairs/Box) | Pair | 1 | 6 |  | 4.05 | 17 x 7 x 6 | N/A
CK-42 | 564 | CK-42 Conversion Kit-NRC83 Propane to Natural Gas
CK-46 | 639.98 | CK-46 Propane to Natural Gas Conv kit for NRC1111DV-OD-NCC1991DV-OD
CK-82 | 565.06 | CK-82 GQ 60 Series LP to NG
CMC19 | 12.5 | CMC19 - 80% Alcohol Sanitizer Spray for Hand and Surface (23 oz Bottle - Case Qty 12) | Each | 1 | 12 |  | 1.4 | 9 x 4.5 x 2” | N/A
CN2-VHB12A | 104.44 | CN2-VHB12 Drain Rite Condensate Neutralizer with Fittings 400KBTU (NC-1S) | Each | 1 |  |  | 33 oz. | 11 x 5 x 5” | 75283066881
Countertop Display Box | 0 | CMC Point of Purchase Display Box for 12 Screwdrivers | Each | [5 empty] | N/A
CP4 | 85.72 | 4” Cover Plate (5” Length) | Each | 1
CP8 | 85.72 | 8” Cover Plate (10.25” Length) | Each | 1
CRPJ002-B | 62.72 | CRPJ002-B - Igniter
CRPJ002-B | 62.72 | CRPJ002-B - Igniter
CRPJ014-B | 15.86 | CRPJ014-B - Indicator Light
CT07 | 260 | CT07 - Replacement Cartridge Kit for AM7 | Each | 1 | 1 |  | .95 lbs | 5.5 x 2.75 x 2.75” | 853647005026
CT5-110 | 20 | CT5-110 Black Mamba-Level 5 Cut Resistant Gloves (M) | Each | 12 |  |  | 1 | 5.5 x 8 x 1” | 94922023360
CT5-120 | 20 | CT5-120 Black Mamba-Level 5 Cut Resistant Gloves (L) | Each | 12 |  |  | 1 | 5.5 x 8 x 1” | 94922023377
CT5-130 | 20 | CT5-130 Black Mamba-Level 5 Cut Resistant Gloves (XL) | Each | 12 |  |  | 1 | 5.5 x 8 x 1” | 94922023384
CT5-140 | 20 | CT5-140 - Black Mamba-Level 5 Cut Resistant Gloves (XXL) | Each | 12 |  |  | 1 | 5.5 x 8 x 1” | 94922390547
CWL-LED | 19 | CWL-LED Adjustable LED Contractor Work Light with Hanger Hook and Magnets | Each | 1 | 8 |  | 0.65 | 12 x 6 x 3” | 745557932953
DC710C1 | 1160 | Flue Gas Analyzer |  |  |  |  | 5 | 7 x 7 x 5” | N/A
DG PED 3 | 1837.68 | DG Ped 3 - 3/4hp Constant Pressure Booster Pump with 1" MIPT Connection 115/230v Dual electric
DG PED 3 EVO | 2176.34 | 3/4hp Constant Pressure Booster Pump with 1" MIPT Connection 115/230v Dual Electrical Connection | Each
DG PED 5 EVO | 2357.74 | 1 1/2hp Constant Pressure Booster Pump, with 1" MIPT Connections and 230V Hardwired Electrical Connection | Each
DI-SRKM-T12 | 42 | Silicone Diaphragm Repair Kit For Manual Flushometer - Toilet 1.28 gpf (Sloan equivalent A-1045-A) | Each | 1 |  |  | .25 lb. | 3 x 3 x 3”
DI-SRKM-T16 | 42 | Silicone Diaphragm Repair Kit For Manual Flushometer - Toilet 1.6 gpf (Sloan equivalent A-1041-A) | Each | 1 |  |  | .25 lb. | 3 x 3 x 3”
DI-SRKM-T35 | 42 | Silicone Diaphragm Repair Kit For Manual Flushometer - Toilet 3.5 gpf (Sloan equivalent A-1038-A) | Each | 1 |  |  | .25 lb. | 3 x 3 x 3”
DI-SRKM-T45 | 42 | DI-SRKM-T45 Water Closet Flush Valve Diaphragm 4.5 GPF
DI-SRKM-U05 | 42 | Silicone Diaphragm Repair Kit For Manual Flushometer - Urinal 0.5 gpf (Sloan equivalent A-1043-A) | Each | 1 |  |  | .25 lb. | 3 x 3 x 3”
DI-SRKM-U10 | 42 | Silicone Diaphragm Repair Kit For Manual Flushometer - Urinal 1.0 gpf (Sloan equivalent A-1042-A) | Each | 1 |  |  | .25 lb. | 3 x 3 x 3”
DI-SRKM-U15 | 42 | DI-SRKM-U15 Urinal Flush Valve Diaphgram 1.5 GPF
DISPLAY-2 | 0 | 2' x 4' Gondola Display & Black Mamba sign "FREE" | Each | 1
DISPLAY-4 | 0 | 4' x 4' Gondola Display & Black Mamba sign "FREE" | Each | 1
DJPL004 | 2.46 | DJPL004 - Gasket - Flame Rod
DJPL004 | 2.46 | DJPL004 - Gasket - Flame Rod
DMF300 | 1588.14 | DMF300 - Digital mini feeder-17 Gallon glycol feeders (2 per box) | 2 Per Box | 1 |  |  |  |  | N/A
DPA-CPVC | 4.14 | DPA-CPVC 1" CPVC Water Heater Drain Pan Adapter with Washer and Locknut Short Thread Pattern | Each | 1 | 100 |  | 0.1 | 2 x 2 x 3” | N/A
DPA-CPVC-Long | 4.14 | DPA-CPVC-LONG 1" CPVC Water Heater Drain Pan Adapter with Washer & Locknut Long Thread Pattern | Each | 1 | 100 |  |  |  | N/A
DPA-PVC | 3.64 | DPA-PVC 1" x 1 1/2" PVC Water Heater Drain Pan Adapter with Washer and Locknut Short Thread Pattern | Each | 1 | 100 |  | 0.05 | 2 x 2 x 2” | N/A
DPA-PVC-LONG | 3.64 | DPA-PVC 1" x 1 1/2" PVC Water Heater Drain Pan Adapter with Washer and Locknut Long Thread Pattern | [6 empty] | N/A
DSN10A-BLK | 714.98 | DSN10A-BLK (DSN10A-BLK 10" Black Plastic Downspout Nozzle with LokPlate ) | Each
DSN10A-BRA | 714.98 | DSN10A-BRA (DSN10A-BRA 10" Matte Brass Plastic Downspout Nozzle with LokPlate ) | Each
DSN10A-ORB | 714.98 | DSN10A-ORB (DSN10A-ORB 10" Oil Rubbed Bronze Plastic Downspout Nozzle with LokPla... | Each
DSN2A-BLK | 53.28 | DSN2A-BLK (DSN2A-BLK 2" Black Plastic Downspout Nozzle with LokPlate) | Each
DSN2A-BRA | 53.28 | DSN2A-BRA (DSN2A-BRA 2" Matte Brass Plastic Downspout Nozzle with LokPlate) | Each
DSN2A-ORB | 53.28 | DSN2A-ORB (DSN2A-ORB 2" Oil Rubbed Bronze Plastic Downspout Nozzle with LokPlate) | Each
DSN3A-BLK | 68.88 | DSN3A-BLK (DSN3A-BLK 3" Black Plastic Downspout Nozzle with LokPlate) | Each
DSN3A-BRA | 68.88 | DSN3A-BRA (DSN3A-BRA 3" Matte Brass Plastic Downspout Nozzle with LokPlate) | Each
DSN3A-ORB | 68.88 | DSN3A-ORB (DSN3A-ORB 3" Oil Rubbed Bronze Plastic Downspout Nozzle with LokPlate) | Each
DSN4A-BLK | 101.38 | DSN4A-BLK (DSN4A-BLK 4" Black Plastic Downspout Nozzle with LokPlate ) | Each
DSN4A-BRA | 101.38 | DSN4A-BRA (DSN4A-BRA 4" Matte Brass Plastic Downspout Nozzle with LokPlate ) | Each
DSN4A-ORB | 101.38 | DSN4A-ORB (DSN4A-ORB 4" Oil Rubbed Bronze Plastic Downspout Nozzle with LokPlate) | Each
DSN6A-BLK | 137.78 | DSN6A-BLK (DSN6A-BLK 6" Black Plastic Downspout Nozzle with LokPlate ) | Each
DSN6A-BRA | 137.78 | DSN6A-BRA (DSN6A-BRA 6" Matte Brass Plastic Downspout Nozzle with LokPlate ) | Each
DSN6A-ORB | 137.78 | DSN6A-ORB (DSN6A-ORB 6" Oil Rubbed Bronze Plastic Downspout Nozzle with LokPlate ) | Each
DSN8A-BLK | 363.98 | DSN8A-BLK (DSN8A-BLK 8" Black Plastic Downspout Nozzle with LokPlate) | Each
DSN8A-BRA | 363.98 | DSN8A-BRA (DSN8A-BRA 8" Matte Brass Plastic Downspout Nozzle with LokPlate ) | Each
DSN8A-ORB | 363.98 | DSN8A-ORB (DSN8A-ORB 8" Oil Rubbed Bronze Plastic Downspout Nozzle with LokPlate ) | Each
DTJD006 | 5.02 | DTJD006 - Water Filter Cap
DTJD006 | 5.02 | DTJD006 - Water Filter Cap
DTJJ015 | 87.74 | DTJJ015 - GFCI Lightning Protection
DTJJ015 | 87.74 | DTJJ015 - GFCI Lightning Protection
DUVD017-B | 138.02 | DUVD017-B - Water Flow Sensor ..wo Thermistor Set
DUVD017-B | 138.02 | DUVD017-B - Water Flow Sensor ..wo Thermistor Set
DUVD019-B | 158.86 | DUVD019-B Water Flow Sensor
DZTJ008 | 28.46 | DZTJ008 - Wiring Harness ..Main Wster Servo
DZTJ008 | 28.46 | DZTJ008 - Wiring Harness ..Main Wster Servo
EBTD041 | 87.74 | EBTD041 - Water Flow Sensor
ECV-L | 17.34 | ECV-L Economy High Visibility Safety Vest (L) Neon Green | Each | 1 | 25 |  | 0.5 | 8 x 10 x 1” | 51497131401
ECV-M | 17.34 | ECV-M Economy High Visibility Safety Vest (M) Neon Green | Each | 1 | 25 |  | 0.5 | 8 x 10 x 1” | 51497131395
ECV-XL | 17.34 | ECV-XL Economy High Visibility Safety Vest (XL) Neon Green | Each | 1 | 25 |  | 0.5 | 8 x 10 x 1” | 51497131418
ECV-XXL | 17.34 | ECV-XXL Economy High Visibility Safety Vest (XXL) Neon Green | Each | 1 | 25 |  | 0.5 | 8 x 10 x 1” | 51497131425
EDGD101 | 108.6 | EDGD101 Water Flow Sensor
EDNJ006-B | 121.2 | EDNJ006-B - Transformer
EDNJ006-B | 121.2 | EDNJ006-B - Transformer
EGBD032 | 15.86 | EGBD032 Noritz Inlet Water Filter
EGGD037 | 87.74 | EGGD037 Water Flow Sensor
EHAD008 | 564.2 | EHA008 - Mixing Valve - w Servos SET
EHAD008 | 564.2 | EHA008 - Mixing Valve - w Servos SET
ELVH002 | 26.66 | ELVH002 High Limit Switch
ELWD005 | 121.2 | ELWD005 Mixing Valve
EMUJ004 | 37.62 | EMUJ004 Ignitor
ENJH001 | 34.28 | ENJH001 High Limit Switch
ENKL001 | 14.32 | ENKL001 - Gasket - Manifold Plate
ENKL001 | 14.32 | ENKL001 - Gasket - Manifold Plate
EPAD001 | 104.48 | EPAD001 Flow Sensor
ERDD011 | 91.98 | ERDD011 - Water Flow Sensor w/..Thermistor SET
ERDD011 | 91.98 | ERDD011 - Water Flow Sensor w/..Thermistor SET
ERDJ011 | 62.72 | ERDJ011 GFCI (Lightening Protection)
ERDJ112 | 91.98 | ERDJ112 Ignitor
ETC102-PC | 297.8 | ETC102-PC Pump Controller for HH
ETFD011 | 217.32 | ETFD011 - Water Servo - Main SET
ETFD011 | 217.32 | ETFD011 - Water Servo - Main SET
ETFD050 | 213.12 | ETFD050 Bypass Water Servo
ETFD051 | 217.32 | ETFD051 - Water Servo- Main
ETHD-025 | 217.32 | ETHD-025 Watwr Servo (Set)
ETPD001 | 79.38 | ETPD001 - Pipe-Flow Sensor to SS Heat Exchanger
ETPD001 | 79.38 | ETPD001 - Pipe-Flow Sensor to SS Heat Exchanger
EULL003 | 3.38 | EULL003 - Gasket - Ignition Plug
EULL003 | 3.38 | EULL003 - Gasket - Ignition Plug
EVA-X100 | 11.5 | EVA-X100 One size fits all - Raincoat | Each | 1 | 25 |  | 3 | 8 x 10 x 1” | 94922352644
EVA-X100 JM | 11.5 | EVA-X100 JM One Size Fits All - Raincoat |  |  |  |  | 3 | 3 x 8 x 1” | 94922352644
EZ2-CK-1 | 267.3 | EZ2-CK-1 - Flex Vent 2" Conversion Kit
EZ2FVK-1 | 1149.42 | EZ2FVK-1 - Flex Vent 2" Kit-25 ft
FABH001 | 25.12 | FABH001 High Limit Switch (194)
FBMD011 | 217.38 | EDGD101 Main Water Servo
FDAA103 | 40.12 | FDAA103 - Wall Mounting Bracket
FDAD-016 | 13.32 | FDAD-016 Water Connector-Elbow
FHCE370 | 92.56 | FHCE370 - Std. LP Conversion Kit (GQ61)
FHCL004 | 15.02 | FHCL004 - Gasket Ignition Plug
FK100S | 128 | FK100S 1" Stainless Flange Kit | Each | 1 | 1 |  | 2 lb. | 5 x 5 x 5” | 857529005586
FK75S | 128 | FK75S 3/4" Stainless Flange Kit | Each | 1 | 1 |  | 1.85 lbs | 5 x 5 x 5” | 857529005579
FPAC-3001-W | 31.98 | FPAC-3001-W Scout 3-Foot Rope Sensor- White | Each | 1
FPAC-4001-W | 17.98 | FPAC-4001-W Scout Wall Mount -..White | Each | 1
FPAC-5001 | 23.98 | FPAC-5001 Scout Optional Power Supply
HBC-3 | 124.74 | HBC-3 - Refill Cartridge for SS HB 3
HBC-3 | 124.74 | HBC-3 - Refill Cartridge for SS HB 3
HDSP20 | 1.36 | HDSP20 - 2" Threaded Clean Out Plug with raised square head | Each |  |  |  | 0.05 | 2.5 x 1.25 x 2.5”
HDTC-1500 | 0.58 | HDTC-1500 1-1/2" Heavy Duty Test Cap..(500/case - 100/bag) | Each | 100 | 500 | 5000 | 0.05 | 2.25 x 1.38 x 2.25” | 51497071356
HDTC-2000 | 0.66 | HDTC-2000 2" Heavy Duty Test Cap..(500/case - 100/bag) | Each | 100 | 500 | 5000 | 0.06 | 2.68 x 1.25 x 2.68” | 51497071394
HDTC-2015 | 1.26 | HDTC-2015 2" x 1-1/2" Heavy Duty Dual Sized Test Cap | Each | 100 | 400 | N/A | 0.1 | 2.68 x 2 x 2.68” | 51497071400
HDTC-3000 | 1.44 | HDTC-3000 3" Heavy Duty Test Cap..(250/case - 50/bag) | Each | 50 | 250 | 2500 | 0.1 | 3.75 x 1.25 x 3.75” | 51497071417
HDTC-4000 | 2.18 | HDTC-4000 4" Heavy Duty Test Cap..(150/case - 50/bag) | Each | 50 | 150 | N/A | 0.15 | 4.75 x 1.5 x 4.75” | 51497071332
HDTC-4030 | 3.76 | HDTC-4030 3" x 4" Heavy Duty Dual Sized Test Cap | Each | 50 | 150 | 1500 | 0.25 | 4.13 x 2.25 x 4.13” | 51497071424
HDTC-6000 | 8 | HDTC-6000 6" Heavy Duty Test Cap for SDR Pipe | Each |  | 30 | N/A | 0.75 | 6.5 x 3 x 6.5” | 51497071349
HDTC-6500 | 18.12 | HDTC-6500 6" Heavy Duty Test Cap for PVC Pipe | Each
HDTP200 | 5.66 | HDTP200 2" Heavy Duty Test Plug with 1/2" pipe threads for Hose Bibb | Each |  |  |  | 0.05 | 2.5x1.25x2.5”
HDUD | 29 | HDUD Uriblast HD- 1 quart of Heavy Duty Urinal Descaler | Each | 1 | 12 |  | 2.4 | 10 x 4 x 3 | N/A
HDV-L | 51.98 | HDV-L Heavy Duty Surveyor Vest (L) Neon Green | Each | 1 | 25 |  | 0.5 | 8 x 10 x 1” | 51497131357
HDV-M | 51.98 | HDV-M Heavy Duty Surveyor Vest (M) Neon Green | Each | 1 | 25 |  | 0.5 | 8 x 10 x 1” | 51497131449
HDV-XL | 51.98 | HDV-XL Heavy Duty Surveyor Vest (XL) Neon Green | Each | 1 | 25 |  | 0.5 | 8 x 10 x 1” | 51497131364
HDV-XXL | 51.98 | HDV-XXL Heavy Duty Surveyor Vest (XXL) Neon Green | Each | 1 | 25 |  | 0.5 | 8 x 10 x 1” | 51497131371
HF6A | 1350 | HF6A - 3 Horse Power Pump - 3 Phase
HR-10016-PRO | 80 | HR-10016-PRO 16oz HotRod PRO..(8 bottles per case) | Each | 1 | 8 |  | 1.25 lbs | 7 x 3 x 3” | 860007617324
HR-100911 | 250 | HR-100911 1-Gallon HOTROD 911..(2 Gallons per case) | Each | 1 | 2 |  | 8.4 lbs | 7 x 3 x 3” | 860007617317
HR-100FG16 | 43 | HR-100FG16 16oz bottle HOTROD Fog..(8 bottles per case).. | Each | 1 | 8 |  | 1.25 lbs | 7 x 3 x 3” | 860007617331
HR-100RV | 52.8 | HOTROD RV Treatment 16 oz...(8 bottles per case) | Each | 1 | 8 |  | 1.25 lbs | 7 x 3 x 3” | 860007617379
HSM-801-R | 339.42 | HybridFlush® Sidemount Sensor Retrofit Conversion Kit For Exposed Urinal and Water Closet (Toilet) Flushometer - All Chrome | Each | 1 |  |  | 3.00 lb. | 8 x 6 x 4” | 9777300253
HTWC | 3.3 | HTWC - Hard Toilet Wedge (Clear) 10 Pcs. Per Bag | Bag | 10 | 200 |  | 0.15 | 7 x 5 x 3 | N/A
IK-WV-200-3-TH-LF | 147.52 | IK-WV-200-3-TH-LF Lead Free 3/4 Threaded Isolation Valve
IK-WV-200-3-TH-LF | 147.52 | IK-WV-200-3-TH-LF Lead Free 3/4 Threaded Isolation Valve
IK-WV-200-3SW-LF | 147.52 | IK-WV-200-3SW-LF Lead Free 3/4 Sweat Insolation Vlv Kit
IK-WV-200-3SW-LF | 147.52 | IK-WV-200-3SW-LF Lead Free 3/4 Sweat Insolation Vlv Kit
IK-WV-300-2-TH-LF | 639.48 | IK-WV-300-2-TH-LF 1 in Threaded Isolation Valve Kit w/male 2.7 BTUH PRV-LF-RWV
IPT-110 | 30 | IPT-110 Heavy Duty Impact Protection Work Gloves (M) | Pair | 1 |  |  | 1 | 5 x 8 x 1” | 94922331182
IPT-120 | 30 | IPT-120 Heavy Duty Impact Protection Work Gloves (L) | Pair | 1 |  |  | 1 | 5 x 8 x 1” | 94922473639
IPT-130 | 30 | IPT-130 Heavy Duty Impact Protection Work Gloves (XL) | Pair | 1 |  |  | 1 | 5 x 8 x 1” | 94922473646
IPT-140 | 30 | IPT-140 Heavy Duty Impact Protection Work Gloves (XXL) | Pair | 1 |  |  | 1 | 5 x 8 x 1” | 94922331199
KDGP23P7CNRN | 2391.42 | DG PED 3 EVO 1HP Smart Constant Pressure Booster Pump | Each
KDGP23U2CNRN | 2258.62 | DG PED 3 EVO 3/4HP Smart Constant Pressure Booster Pump | Each
KDGP25P7CNRN | 2590.92 | DG PED 5 EVO 1.5HP Smart Constant Pressure Booster Pump | Each
KN95 | 3 | KN95 - N95-Mask/Respirator Filters 95% of particles | Each | 1 Box | 10 Boxes | N/A | 0.2 | 8 x 5 x 3” | N/A
KP1012 | 31 | KP1012 Gel Knee Pad with Adjustable Straps-One Size Fits All | Each | 1 Pair | 10 Pairs | N/A | 1.35 | 11 x 4 x 16.5 | 860009978515
LB1000 | 8.5 | LB1000 - Motion Activated Toilet Bowl (Light-LED-8 colors) | Each | 1 |  |  | 0.25 | 2 x 5 x 2” | 51497071370
MCL-X1 | 17 | MCL-X1 Disposable Coveralls w/pair of Shoe Covers | Each | 1 |  |  | 0.45 | 13 x 10 x 1” | N/A
MCL-X25 | 310 | MCL-X25 Disposable Coveralls with a pair of shoe covers (25 per case) | Each | 1 | 25 |  | 34 | 21 x 13 x 11” | N/A
MF08-AB | 19.04 | MF08-AB Flush Valve Handle Assembly(fits Sloan, Zurn, and AMTC)
MF09-123 | 5.64 | Vacuum Breaker Assembly | Each | 1
MF200 | 1276.3 | MF200 - 10-25 psi (70-172 kPa) 6.0 USG ..Comes with funnel to simplify filling | Each | 1 |  |  |  |  | N/A
MF200-1430 | 336.3 | MF200-1430 Wall Mount Kit | Each | 1 |  |  |  |  | N/A
MRAS-8340B | 97.98 | MRAS-8340B 32" weed/BBQ torch | Each | 1 |  |  | 1.25 | 8 x 4 x 2” | N/A
MT-X10 | 7.6 | MT-X10 - Mamba Trax Shoe Covers Hang Pack (10 pcs/5 pair bag) | Bag | 12 | 12 |  | 2.5 | 10 x 6 x 2” | 949223909
MT-X100 | 55 | MT-X100 - Mamba Trax Shoe Covers (100 pcs/50 pair Box) | Box | 50 | 3 |  | 4.5 | 10 x 10 x 7” | 94922390943
MT-X50 | 37 | MT-X50 - Mamba Trax Shoe Covers (50pcs/25 pair box) | Box | 25 | 6 |  | 4 | 10 x 5 x 6” | 94922390936
MT-X50 XL | 41 | MT-X50 XL - Mamba Trax Shoe Covers Extra Large (50 pcs/25 prs) | Box | 25 | 6 |  | 4 | 10 x 5 x 5” | 51497031398
MTX-1000 | 390 | MTX-1000 Mamba Trax Shoe Covers 1000 PC. Bulk Pack (500 pair) | Each | 1
NAC309 | 525.26 | NAC309 - Gas Valve Assembly
NC-1 | 140.74 | NC-1 Axiom Condensate Neutralizer 400k BTU With hose, Bypass and Fittings | Each | 1 |  |  | 4.4 | 3 x 14 x 4” | N/A
NC-110 | 6.5 | NC-110 Black Mamba Work Nylon Glove Dipped in "Nitrile" (M) | Pair | 12 |  |  | 0.25 | 3 x 8 x 1” | 94922390554
NC-120 | 6.5 | NC-120 Black Mamba Work Nylon Glove Dipped in "Nitrile" (L) | Pair | 12 |  |  | 0.25 | 3 x 8 x 1” | 94922390561
NC-130 | 6.5 | NC-130 Black Mamba Work Nylon Glove Dipped in "Nitrile" (XL) | Pair | 12 |  |  | 0.25 | 3 x 8 x 1” | 94922390578
NC-140 | 6.5 | NC-140 Black Mamba Work Nylon Glove Dipped in "Nitrile" (XXL) | Pair | 12 |  |  | 0.25 | 3 x 8 x 1” | 94922390585
NC-1W | 120.74 | NC-1W Wall Hung Condensate Neutralizer 400k BTU | Each | 1 |  |  | 3.7 | 5 x 10 x 5” | 644216093748
NC-2S | 215.56 | NC-2S Condensate Neutralizer with Fittings 1m BTU | Each | 1 |  |  | 7.7 | 25 x 4 x 5” | N/A
NHH199100-NG | 10825 | NHH199100-NG 119 Gallon Tank with 199BTU Tankless. 2" PVC Vent. 1.5" Water Inlet/Outlet. 317GPH. 10 Year Warranty
NHH199100-NG | 10825 | NHH199100-NG 119 Gallon Tank with 199BTU Tankless. 2" PVC Vent. 1.5" Water Inlet/Outlet. 317GPH. 10 Year Warranty
NM-1 | 80 | NM-1 Replacement Media for the NC-1 | Each | 1 |  |  | 3 | 9 x 4 x 3” | N/A
NM-15 | 173.34 | NM-15 Replacement Media for NC-15 | Each | 1 |  |  | 36 | 12 x 11 x 11” | 718122662470
NM-1Bulk | 805.92 | NM-1Bulk - Replacement Condensate Neutralizer Media | Each | 1 |  |  |  |  | N/A
NM-1P | 112.6 | NM-1P Replacement Media for NT1-P | Each | 1 |  |  | 4 | 9 x 4 x 4” | N/A
NM-25 | 184.44 | NM-25 Replacement Media for NT-25 | Each | 1 |  |  | 8.5 | 16 x 7 x 5” | N/A
NRK-1 | 628.3 | NRK-1 Nortiz Tankless No Roof Vent Kit
NSROPF4 | 118.8 | NSROPF4 - Replacement Filter
NSROPS4 | 768.9 | NSROPS4 - Reverse Osmosis
NT-500 | 346.5 | NT-500 Tankless Water Heater Flush Kit | Each | 1 | 1 |  | 32 | 13 x 14 x 16” | 745557935770
NT1-P | 297.78 | NT1-P Neutralizer Tray and Pump Combo 500K BTU | Each | 1 |  |  | 32 | 14 x 14 x 14” | N/A
NT15 | 479.26 | NT15 Neutralizer Tank with Fittings 3m BTU | Each | 1 |  |  | 42 | 8 x 18 x 4” | N/A
NT25 | 565.18 | NT25 Neutralizer Tank with Fittings 7m BTU | Each | 1 |  |  |  |  | N/A
NWC-ADAPTER | 465 | NWC-ADAPTER Nortiz Connect Wi-Fi Adapter
OMG-110 | 29 | OMG-110 Orange Mamba Gloves (M) Chemical Resistant "Nitrex" (100 pcs-50 pr) | Box | 50 | 10 | 50 | 4 | 10 x 3 x 5” | 94922331113
OMG-120 | 29 | OMG-120 Orange Mamba Gloves (L) Chemical Resistant "Nitrex" (100 pcs-50 pr) | Box | 50 | 10 | 50 | 4 | 10 x 3 x 5” | 94922331120
OMG-130 | 29 | OMG-130 Orange Mamba Gloves (XL) Chemical Resistant "Nitrex" (100 pcs-50 pr) | Box | 50 | 10 | 50 | 4 | 10 x 3 x 5” | 94922331137
OMG-140 | 29 | OMG-140 Orange Mamba Gloves (XXL) Chemical Resistant "Nitrex" (100 pcs-50 pr) | Box | 50 | 10 | 50 | 4 | 10 x 3 x 5” | 94922331144
OTG-110 | 34.5 | OTG-110 (M) Black Mamba Orange Torque Grip Gloves (100 pcs-50 pr) | Box | 50 | 10 | 50 | 2.05 | 10 x 6 x 5” | 94922352705
OTG-120 | 34.5 | OTG-120 (L) Black Mamba Orange Torque Grip Gloves (100 pcs-50 pr) | Box | 50 | 10 | 50 | 2.3 | 10 x 6 x 5” | 94922352613
OTG-130 | 34.5 | OTG-130 (XL) Black Mamba Orange Torque Grip Gloves (100 pcs-50 pr) | Box | 50 | 10 | 50 |  | 10 x 6 x 5”
OTG-140 | 34.5 | OTG-140 (XXL) Black Mamba Orange Torque Grip Gloves (100 pcs-50 pr) | Box | 50 | 10 | 50 | 2.55 | 10 x 6 x 5” | 94922352637
P2000 | 60 | P2000- Utility Pump with 72" Hose ..(6 per case) | Each |  | 6 |  | 0.1 | 9 x 7 x 1” | N/A
PAN91335 | 229 | PAN91335 - Panelli 1/3 HP Plastic Utility Pump w/25; cord
PAN92055 | 2599.68 | OIL DEFENDER Elevator Sump Control System | Each
PAN92072 | 617.04 | 1/3HP Remote Drain Pump System | Each
PAN92120 | 402.02 | PAN92120 - 3R water -tight sump & sewage basins monitor with alarm, 25' float switch & mounting clip
PAN92372 | 278.62 | PAN92372 - Panelli 1/3 HP Plastic Sump Side Discharge w/VFS
PAN93015 | 782.42 | 1/2HP CI Preassembled Sewage Pump System | Each
PAN93024 | 773.52 | 1/2HP CI Preassembled Sewage Pump System | Each
PAN93125 | 1516.46 | 1HP Grinder Pump wide Angle Float | Each
PAN93191 | 1482.4 | 1HP Grinder Pump Wide Angle Float | Each
PAN93291 | 1607.34 | 2HP Grinder Pump Wide Angle Float | Each
PAN93294 | 1477.58 | 2 HP Grinder pump manual (1.25 discharge, 25 ft cord, 408/480V 3 phase)
PAN93501 | 444.02 | PAN93501 - PAnelli 1/2' HP CI Sewage Ejector w/TFS
PAN93781 | 703.54 | PAN93781 - Panelli 1/2 HP SS & CI Sewage Ejector w/TFS
PC-100 | 38 | PC-100 Handheld Pipe Cutter with Replacement Blade | Each | 6 | 24 |  | 1.4 | 9 x 10 x 2” | 860008646743
PC-11S | 383.56 | PC-11S Pipe Cover (G061 Models only)
PC-3S | 244.1 | PC-3S - Pipe Cover for NRC98-NPCC111
PDP22 | 11.5 | PDP22 22" Round Plastic Water Heater Drain pan with Drain Pan Fitting | Each | 1 | 10 |  |  |  | N/A
PDP24 | 18 | PDP24 24" Round Plastic Water Heater Drain Pan with 1" Fitting | Each | 1 | 10 |  |  |  | N/A
PDP26 | 18.5 | PDP26 26" Round Plastic Drain Pan with Drain Pan Adapter | Each | 1 | 10 |  | 18.75 | 29 x 29 x 6” | N/A
PDP28 | 20 | PDP28 28" Round Plastic Drain Pan with Drain Pan Adapter | Each | 1 | 5 |  | 9.8 | 31 x 31 x 4” | N/A
PDP30 | 21 | PDP30 30" Round Plastic Water Heater Drain Pan with 1" Fitting | Each | 1 | 10 |  |  |  | N/A
PP5000 | 4.62 | PP5000 Urinal Screen - Lemon Scented | Each | 34 | 150 |  |  |  | N/A
PRC-1 | 117.48 | PRC-1 Plastic Rain Cap
PVT-HL | 87.76 | PVT-HL 3"/4" Horizontal Hood / Louvre Vent Termination
QC-1 | 69.74 | QC-1 Quick Connect Cable for NC380..(2 units only)
QC-2 | 69.74 | QC-2 Quick Connect Cable ..(2 units only)
QNCJ035 | 334.32 | QNCJ035 - Operation Panel- RC-B201M SET
QNCJ035 | 334.32 | QNCJ035 - Operation Panel- RC-B201M SET
RC-9018M | 597.84 | RC-9018M Remote Controller
RC-9018M | 597.84 | RC-9018M Remote Controller
RC-CORD10 | 32.9 | RC-CORD10 10 Ft. Remote Controller Cord
RC-CORD26 | 56.82 | RC-CORD26 26' Remote Controller Chord
RC7651M-A | 321.2 | RC7651M-A Remote Control (Residential Heaters)
RIA10-1-SAA | 1691.12 | RIA-1-SAA - Alarm Panel | Each | 1 |  |  |  |  | N/A
RPK-EXT | 948.74 | RPK-EXT External Recirculation Pump Kit..with remote controller
SAC1229 | 12.52 | SAC1229 - High Voltage Igniter Wire
SAC1229 | 12.52 | SAC1229 - High Voltage Igniter Wire
SAC6082 | 0.86 | SAC6082 - Inlet Manifold Pressure Tap Screw
SAC6082 | 0.86 | SAC6082 - Inlet Manifold Pressure Tap Screw
SAD6633B | 1.52 | SAD6633B O-Ring (P3)
SB-250 | 2600 | SB-250 ScaleBlaster Commercial Descaler for up to 2" Pipes | Each | 1 | 1 |  | 16.25 lbs | 17 x 15 x 11" | N/A
SB-350 | 3500 | SB-350 Scale Blaster Commercial Descaler | Each | 1 | 1 |  | 20 lbs | 17 x 15 x 10" | N/A
SB-450 | 4500 | SB-450 Scale Blaster Commercial Descaler | Each | 1 | 1 |  | 26 lbs | 20 x 17 x 11" | N/A
SB-650 | 5590 | SB-650 Scale Blaster Commercial Descaler | Each | 1 | 1 |  | 26 lbs | 20 x 17 x 11" | N/A
SB-75 | 266 | SB-75 ScaleBlaster Residential Decscaler (0-19 gpg) (Indoor Only) | Each | 1 | 1 |  | 2.2 lbs | 10 x 7 x 5" | N/A
SB-MAX PRO | 770 | SB-MAX-PRO ScaleBlaster Residential Descaler for water up to 40GPG Hardness | Each | 1 | 1 |  | 4.6 lbs | 12 x 12 x 5" | N/A
SBH9490 | 225.66 | SBH9490 - Water Servo - Bypass SET
SBH9490 | 225.66 | SBH9490 - Water Servo - Bypass SET
SBH9491 | 225.66 | SBH9491 - Water Servo Main SET
SBH9491 | 225.66 | SBH9491 - Water Servo Main SET
SC-401-12M | 2888.16 | SC-401-12M - System Controler ..(up to 12 units)
SC-401-6M | 896.74 | SC-401-6M System Controller
SC1011 | 19 | SC1011 - Plumber's Kneeling Pad..14.5 x 10.5 x 1" Thick | Each | 1 | N/A | N/A | 0.25 | 14 x 9 x 1” | N/A
SD1000 | 60 | SD1000 Co2 and Smoke Detector (Battary Not Included) | [6 empty] | N/A
SEDBUS-V1 | 66 | SEDBUS-V1 "Sediment Buster" Tank Water Heater Flushing Valve with 5/8" Male and Female Hose Threads and Air Schrador Valve | Each | 4 | 4 |  |  |  | 97644039463
SEDBUS-V1-64 | 61 | SEDBUS-V1-64 "Sediment Buster" Tank Water Heater Flushing Valve with 5/8" Male and Female Hose Threads and Air Schrador Valve (64 per box) | Each | 64 | 64 |  |  |  | 97644039463
SEDVUS-V1-512 | 56 | SEDBUS-V1-512 "Sediment Buster" Tank Water Heater Flushing Valve with 5/8" Male and Female Hose Threads and Air Schrador Valve (512 per pallet) | Each | 512 |  | 512 |  |  | 97644039463
SF-10-MCF3 | 1917.86 | SF-10-MCF3 Multi Cartridge Filter | Each | 1
SF100 | 2943.7 | SF100 - 5-55 psi Hydro System Feeder | Each | 1 |  |  |  |  | N/A
SF100 | 2943.7 | SF100 - 5-55 psi Hydro System Feeder | Each | 1
SF100-0202 | 1800 | SF100-0202 Axiom Pump Kit | Each | 1
SF100-1000 | 241.92 | SF100-1000 Axiom Float Switch | Each | 1
SF100-L | 3936.3 | SF100-L 100-Gallon Glycol feeders | Each | 1 |  |  |  |  | N/A
SF100-L | 3936.3 | SF100-L 100-Gallon Glycol feeders | Each | 1
SFP-10 | 770 | SFP-10 - 3/4", 10" Filter Housing, Full Kit | Each | 1 |  |  |  |  | N/A
SFP-10 | 770 | SFP-10 - 3/4", 10" Filter Housing, Full Kit | Each | 1
SFP-10-0900 | 64.36 | SFP-10-0900 Wrench tool for FH | Each | 1
SFP-20 | 1100 | SFP-20 - 1", 20" Filter Housing, Full Kit | Each | 1 |  |  |  |  | N/A
SFP-20 | 1100 | SFP-20 - 1", 20" Filter Housing, Full Kit | Each | 1
SHC71L4 | 773.12 | SHC71L4 - Circuit Board - GQ Models NCC1990D DVNR98 ..NC1990D DVCNR98SV
SHC71L4 | 773.12 | SHC71L4 - Circuit Board - GQ Models NCC1990D DVNR98 ..NC1990D DVCNR98SV
SHC71LE | 877.62 | SCH71LE - Circuit Board - ..NR83, NRC83, NRC98
SHC71LE | 877.62 | SCH71LE - Circuit Board - ..NR83, NRC83, NRC98
SHC71LF | 731.4 | SHC71LF - Noritz Circuit Board ..NR981, NC1991, NRC1111, NCC1991
SHC71LF | 731.4 | SHC71LF - Noritz Circuit Board ..NR981, NC1991, NRC1111, NCC1991
SHC71ZY | 473.62 | SHC71ZY Circuit Board
SKC7448 | 35.12 | SKC7448 - Ignition Plug w/Gasket
SKC7448 | 35.12 | SKC7448 - Ignition Plug w/Gasket
SKC7449 | 17.6 | SKC7449 - Flame Rod Plug w/gasket
SKC7453 | 28.46 | SKC7453 - Thermal Fuse - Multiple Units
SKC7453 | 28.46 | SKC7453 - Thermal Fuse - Multiple Units
SKC7842 | 605.94 | SKC7842 - Burner w/Gasket and Ignition Plug SET
SKC7842 | 605.94 | SKC7842 - Burner w/Gasket and Ignition Plug SET
SKD7441 | 376.18 | SKD7441 - Fan Motor w/Housing - ..Multiple Units
SKD7441 | 376.18 | SKD7441 - Fan Motor w/Housing - ..Multiple Units
SKF7368 | 585.12 | SKF7368 - Gas Valve w/Manifold Plate 29 SET
SKF7368 | 585.12 | SKF7368 - Gas Valve w/Manifold Plate 29 SET
SKF7381 | 638.98 | SKF7381 - Gas Valve w/Manifold Plate 36 SET
SKF7381 | 638.98 | SKF7381 - Gas Valve w/Manifold Plate 36 SET
SKG7006 | 783.26 | SKG7006 - Heat Exchanger Kit..NR66-SV SET
SKG7006 | 783.26 | SKG7006 - Heat Exchanger Kit..NR66-SV SET
SKG7029 | 2420.58 | SKG7029 - Heat Exchanger Kit ..NC380 ASME SET
SKG7029 | 2420.58 | SKG7029 - Heat Exchanger Kit ..NC380 ASME SET
SKG7342 | 459.86 | SKG7342 - Fan Motor w/Housing -..NR83-DVC
SKG7342 | 459.86 | SKG7342 - Fan Motor w/Housing -..NR83-DVC
SKG7863 | 40.54 | SKG7863 - Thermal Fuse - NRC83, NRC98
SKH7184 | 522.4 | SKH7184 - Burner w/Gasket and Ignition Plug SET
SKH7184 | 522.4 | SKH7184 - Burner w/Gasket and Ignition Plug SET
SKH7186 | 605.94 | SKH7186 - Gas Valve w/Manifold Plate..17 SET
SKH7186 | 605.94 | SKH7186 - Gas Valve w/Manifold Plate..17 SET
SKH7187 | 605.94 | SKH7187 - Gas Valve w/Manifold Plate..24 SET
SKH7187 | 605.94 | SKH7187 - Gas Valve w/Manifold Plate..24 SET
SKH7189 | 50.22 | SKH7189 - Thermal Fuse ..NR981, NC1991, NRC1111, NCC1991
SKH7189 | 50.22 | SKH7189 - Thermal Fuse ..NR981, NC1991, NRC1111, NCC1991
SKH7190 | 773.6 | SKH7190 - Heay Exchanger Kit - NCC1991-OD and NRC1111-OD - SS SET
SKH7190 | 773.6 | SKH7190 - Heay Exchanger Kit - NCC1991-OD and NRC1111-OD - SS SET
SKH7216 | 522.4 | SKH7216 - Gas Valve w/Manifold Plate ..22 SET
SKH7216 | 522.4 | SKH7216 - Gas Valve w/Manifold Plate ..22 SET
SKH7358 | 919.4 | SKH7358 - Circuit Board -..NR98, NC199, NR111, NC250
SKH7358 | 919.4 | SKH7358 - Circuit Board -..NR98, NC199, NR111, NC250
SKJ70FU | 338.54 | SKJ70FU - Burner with Gasket and..Ignition Plug SET
SKJ70FU | 338.54 | SKJ70FU - Burner with Gasket and..Ignition Plug SET
SKJ70Q2 | 464.18 | SKJ70Q2 - Heat Exchanger Kit -..Secondary SS OD SET
SKJ70Q2 | 464.18 | SKJ70Q2 - Heat Exchanger Kit -..Secondary SS OD SET
SKJ70WS | 877.62 | SKJ70WS - Fan Motor with Housing -..NRC663-EZTR
SKJ70WS | 877.62 | SKJ70WS - Fan Motor with Housing -..NRC663-EZTR
SKJ70WT | 710.42 | SKJ70WT - Circuit Board - NRC663-EZTR
SKJ70WT | 710.42 | SKJ70WT - Circuit Board - NRC663-EZTR
SKJ71J7 | 1100.14 | SKJ71J7 - Heat Exchanger Kit ..NR981-OD GQ-2857WX US
SKJ71J7 | 1100.14 | SKJ71J7 - Heat Exchanger Kit ..NR981-OD GQ-2857WX US
SKJ71J8 | 1134.54 | SKJ71J8 - Heat Exchanger Kit-..NR981-SV GQ-2857WX-F
SKJ71J8 | 1134.54 | SKJ71J8 - Heat Exchanger Kit-..NR981-SV GQ-2857WX-F
SKJ71J9 | 1289.34 | SKJ71J9 - Heat Exchanger Kit-..GQ-2857-WXFFA US SET
SKJ71J9 | 1289.34 | SKJ71J9 - Heat Exchanger Kit-..GQ-2857-WXFFA US SET
SKJ71L5 | 990.42 | SKJ71L5 - Fan Motor with Housing -..NC380
SKJ71L5 | 990.42 | SKJ71L5 - Fan Motor with Housing -..NC380
SKJ71RC | 1289.14 | SKJ71RC - Heat Exchanger Kit - ..NR981-DVC SET
SKJ71RC | 1289.14 | SKJ71RC - Heat Exchanger Kit - ..NR981-DVC SET
SKJ71UX | 58.52 | SKJ71UX - Noritz Inlet Gas Connection w/screw set
SKJ71VZ | 108.6 | SKJ71VZ - Ignition Plug with Gasket
SKJ71W8 | 326.02 | SKJ71W8 Gas Valve
SKJ71WF | 163.02 | SKJ71WF - Condensate Container (SET)
SKJ72MT | 116.98 | SKJ72MT Ignition Plug w/Gasket
SKJ72MV | 3880.8 | SKJ72MV Heat Exchanger
SKJ72N5 | 752.2 | SKJ72N5 Fan Motor with Housing
SKJ72QD | 54.26 | SKJ72QD Flame Lifting Detection w/ Gasket
SKJ72Y2 | 1086.58 | SKJ72Y2 Recirculation Pump
SKJ72Y9 | 129.6 | SKJ72Y9 Ignitor (Set) / Ignition Transformer
SKJ72ZA | 1048.62 | SKJ72ZA - Hex Kit - NCC1991, NRC1111,..Prima GQC3257WXUSFFUS, GQC3257WZUFFUS
SKJ72ZA | 1048.62 | SKJ72ZA - Hex Kit - NCC1991, NRC1111,..Prima GQC3257WXUSFFUS, GQC3257WZUFFUS
SKJ7380 | 54.22 | SKJ7380 - Ignition Plug with Gasket
SKJ7380 | 54.22 | SKJ7380 - Ignition Plug with Gasket
SKJ7381 | 58.58 | SKJ7381 - Ignition Plug w/Gasket & Plug Sleeve (SKG7311)
SLFP-1000-W | 258 | SLFP-1000-W StreamLabs Scout-Sensor..White
SPK-EZ4 | 1462.88 | SPK-EZ4 Nortiz Tankless Service Parts Kit for EZ, NRCR, CDV (GQ59, GQ60, GQ61 Series Units)
SPK-EZ4 | 1462.88 | SPK-EZ4 Nortiz Tankless Service Parts Kit for EZ, NRCR, CDV (GQ59, GQ60, GQ61 Series Units)
SS-150 | 24 | SS-150 1-1/2" Socket Saver Pipe Cutter | Each | 12 | 48 |  | 0.25 | 9 x 5 x 2” | 860008646781
SS-200 | 25 | SS-200 2" Socket Saver Pipe Cutter | Each | 12 | 48 |  | 0.3 | 9 x 5 x 2” | 860008646712
SS-300 | 28.5 | SS-300 3" Socket Saver Pipe Cutter | Each | 12 | 24 |  | 0.35 | 9 x 5 x 3” | 860008646729
SS-400 | 33 | SS-400 4" Socket Saver Pipe Cutter | Each | 6 | 24 |  | 0.5 | 9 x 6 x 4” | 860008646736
SSAK76 | 45 | SSAK76 - Anchor Kit 100 pcs w/Plastic Anchors and 1/4" Drill Bit (12 bxs/case) | Each | 1 | 12 |  | 2.75 | 7 x 4 x 2”
STK20 | 16.5 | STK20 PVC Stack Test Kit Without Boiler Drain | Each |  |  |  | 0.25 | 3.5x7x1.5”
STK200 | 27.76 | STK200 PVC Stack Test Kit with 2" Test Plug with 1/2" Pipe Threads, 2" Clean Out Plug, and 1/2" Male Hose Bibb | Each |  |  |  | 0.75 | 3.5x7x1.5”
STWW | 3.3 | STWW - Soft Toilet Wedge (White) (10 Pcs. Per Bag) | Bag | 200 | 1200 |  | 0.65 | 9 x 7 x 5” | N/A
SV-CK-2-1 | 89.1 | SV-CK-2-1 2" SV Conversion Kit
TCSL-61 | 8.06 | TCSL-61 - 2 OZ "Top Cat" NSF 61 Silicone Lubricant | Each | 1 | 12 |  | 0.5 | 6 x 4 x 4” | 745557934414
TMG-110 | 29 | TMG-110 (M) 14 Mil Teal Latex Gloves w/Long Cuff (25 prs-50 ea/bx) | Box | 25 | 10 |  | 1.85 | 10 x 3 x 5"
TMG-120 | 29 | TMG-120 (L) 14 Mil Teal Latex Gloves w/Long Cuff (25 prs-50 ea/bx) | Box | 25 | 10 |  | 1.85 | 10 x 3 x 5" | 51497227265
TMG-130 | 29 | TMG-130 (XL) 14 Mil Latex Gloves w/Long Cuff (25 prs-50 ea/bx) | Box | 25 | 10 |  | 1.85 | 10 x 3 x 5" | 51497227272
TMG-140 | 29 | TMG-140 (XXL) 14 Mil Latex Gloves w / Long Cuff (25 prs-50 ea/bx) | Box | 25 | 10 |  | 1.85 | 10 x 3 x 5"
TWHDP | 47 | TWHDP-Plastic Tankless Water Heater Drain Pan w/1-1/2" PVC Adapter and 1" CPVC Adapter (6/cs) | Each | 6 | 6 | 96 | 21.3 | 22 x 22 x 16' | 860008646750
TWHDP-1 | 51 | TWHDP-Plastic Tankless Water Heater Drain Pan w/1-1/2" PVC Adapter and 1" CPVC Adapter (1 pc) |  | 1 | 1 |  |  |  | 860008646750
UFAC-125 | 49.3 | UFAC-125 StreamLabs Water Monitor Control Extension Cable 25 ft. | Each | 1 |  |  | 0.5 | 8 x 5 x 3”
UFAC-150 | 63.8 | UFAC-150 StreamLabs Water Monitor Control Extension Cable 50 ft. | Each | 1 |  |  | 0.75 | 8 x 5 x 3”
UFAC-3001 | 84.1 | UFAC-3001 Steel Mounting Bracket | Each | 1 |  |  | 0.3 | 7 x 2”
UFAC-5001 | 171.1 | UFAC-5001 Outdoor Enclosure | Each | 1 |  |  | 2 | 12 x 2”
UFAC-6001 | 72.5 | UFAC-6001 Wi-Fi Range Extender | Each | 1 |  |  | 0.4 | 4 x 4” | 40030700446
UFAC-7002 | 171.1 | UFAC-7002 Battery Backup w/DC to DC Transfer Cable | Each | 1 |  |  | 1 | 5 x 5” | N/A
UFCV-1 | 1900 | UFCV-1 Installation Kit 1" FNPT
UFCV-1-1/2 | 2300 | UFCV-1-1/2 1-1/2" FNPT Installation Kit
UFCV-1-1/4 | 2100 | UFCV-1-1/4 Installation Kit 1-1/4" FNPT
UFCV-2 | 2400 | UFCV-2 2" FNPT Installation Kit
UFCV-3/4 | 1600 | UFCV-3/4 Installation Kit 3/4" FNPT
UK75 | 58 | UK75 - 3/4" SWT Union Kit | Each | 1 | 1 |  | .50 lbs | 6 x 6 x 6” | 853647005453
VC-6-1 | 249.48 | VC-6-1 Outdoor Vent Cap
VP4-12 STRAIGHT | 57.48 | VP4-12 STRAIGHT - 4in D / 12in ..Staight SS Vent
VP4-12 STRAIGHT | 57.48 | VP4-12 STRAIGHT - 4in D / 12in ..Staight SS Vent
WLB | 616.88 | WLB - Wireless On Demand Button for NRCR Series Tankless Water Heater
WPMT-X50 | 42 | WPMT-X50 Mamba Trax Water Proof Disposable Shoe Covers (6 bxs/case) | Box | 25 | 6 |  | 1.35 | 11 x 6.5 x 6” | 94922390936
WPNC-110 | 9 | WPNC-110 Black Mamba Water Proof "Nitrile" Gloves (M) | Pair | 12 |  |  | 0.25 | 3 x 8 x 1” | 94922473653
WPNC-120 | 9 | WPNC-120 Black Mamba Water Proof "Nitrile" Gloves (L) | Pair | 12 |  |  | 0.25 | 3 x 8 x 1” | 94922473660
WPNC-130 | 9 | WPNC-130 Black Mamba Water Proof "Nitrile" Gloves (XL) | Pair | 12 |  |  | 0.25 | 3 x 8 x 1” | 94922473677
WPNC-140 | 9 | WPNC-140 Black Mamba Water Proof 'Nitrile" Gloves (XXL) | Pair | 12 |  |  | 0.25 | 3 x 8 x 1” | 94922473684
XLSD-14 | 12 | XLSD-14 - 14" #2 Philips Magnetic Tip Screwdriver | Each | 1 |  |  | 0.25 | 16 x 2 x 2 | N/A
Z-120 | 475.86 | Z-120 Display Merchandising Rack..Holds 120 Cans..18"W x 22"D x 68"H | Each | 1 |  |  | 18 |  | N/A
Z-240 | 594.84 | Z-240 Display Merchandising Rack (Holds 240 cans) 24"W x 22"D x 68"H | Each | 1 |  |  |  |  | N/A
Z-48 | 0 | Z-48 Seymour Display - Holds 48 cans | Each | 1 |  |  | 5.5 | 18 x 37 x 3” | N/A
Z-605 | 83.08 | Z-605 Stripe® Inverted Spray Gun | Each | 1 |  |  |  |  | N/A
Z-606 | 94.3 | Z-606 Stripe® Inverted Spray Wand with roller wheel | Each | 1 |  |  |  |  | N/A

## Changes
#VALUE! | [8 empty] | Date Changed 8.11.26
Part Number | List Price | Description | Unit of Measure | Inner Box Qty | Master Case Qty | Pallet Qty | Weight By Item in Pounds | Inner Box Dimensions in Inches | UPC Number
8.31.26
ADDED
60141 | 6 | 60141 Hex Body and Schrader Valve for Gauge Set | Each | 1
60142 | 2.5 | 60142 - Schrader Air Valve | Each | 1
6022 | 10 | 6022 0-200# 2" Gauge with Hex Body and Schrader Valve | Each | 1
6023 | 5.84 | 6023 0-200PSI 2" Face Gauge with 1/4" Bottom Connection | Each | 1
6030GF | 12 | 6030 - 0-30 PSI Glycerine Filled Gauge, Stainless Steel, 1/4" NPT Bottom Connection | Each | 1
6130 | 14.5 | 6130 - Combination Curb Stop Wrench & Water Meter Key, 30" Length, T Handle with Key | Each | 1
6151 | 13 | 6151 - 5/8" OD x 36" long Curb Stop Wrench | Each | 1
6205 | 11 | 6205 0-5LB, 2-1/2" Face Gas Test Gauge with 1/4" NPT Connection, 1/10th Lb. increments | Each | 1
6215 | 27.3036 | 6215 0-15LB, 2-1/2" Face, Gas Test Gauge with 1/4" NPT Connection, 1/10th Lb. Increments | Each | 1
62160 | 56 | 62160 0-160 Ounces - 2.5" Face Diaphragm Gauge with 1/4" NPT Bottom Connection | Each | 1
6260 | 24 | 6260 3" 100-700 Range Thermometer for Bar B Que Smoker, 1/2" MIPT Connection | Each | 1
7200BFP | 150 | 7200BFP 1" LF Brass Backflow Preventor with 3/4" ball valve, SS Handle | Each | 1
7500BFP | 200 | 7500BFP 1" LF Brass Backflow Preventor with 1" Ball Valve, SS Handles | Each | 1
9600H | 6 | 9600H 5 Pack of Replacement Hook Blades for the CMC # 9600 | Each | 1
9600T | 5 | 9600T 5 Pack of Trapezoid Replacement Blades for the CMC # 9600 | Each | 1
MTX-1000 | 390 | MTX-1000 Mamba Trax Shoe Covers 1000 PC. Bulk Pack (500 pair) | Each | 1
CHANGED
| PREVIOUS | NEW
6030 | 12 | 6030 - 0-30 PSI Glycerine Filled Gauge, Stainless Steel, 1/4" NPT Bottom Connection | Each | 1
6030GF | 12 | 6030 - 0-30 PSI Glycerine Filled Gauge, Stainless Steel, 1/4" NPT Bottom Connection | Each | 1
8.28.26
PRICE CHANGE
| Old | New
DISPLAY-2 | 2 | 2' x 4' Gondola Display & Black Mamba sign "FREE" | Each | 1
DISPLAY-2 | 0 | 2' x 4' Gondola Display & Black Mamba sign "FREE" | Each | 1
DISPLAY-4 | 2 | 4' x 4' Gondola Display & Black Mamba sign "FREE" | Each | 1
DISPLAY-4 | 0 | 4' x 4' Gondola Display & Black Mamba sign "FREE" | Each | 1
8.25.26
ADDED
AM7-SUCV1LT1 | 954.98 | AM7-SUCV1LT1 Aqua Ready Single-Speed Stainless Circulator
AMK-APB1 | 154.6 | AMK-APB1 - Aquamotion Pump Control Replacement
AMR-S3FV1AL | 1279.84 | AMR-S3FV1AL SS 3-Speed Pump with..Aqua-Stat and cord
AMH2K-7N1WB | 800 | AMH2K-7N1WB Recirculation Pump with Unions and Timer and On Call Wireless Control Kit with Reciever and Remote Button
AXTH-CFSTEEL-1L | 133.34 | AXTH-CFSTEEL-1L SS Boiler Conbustion Side Cleaner
SF-10-MCF3 | 1917.86 | SF-10-MCF3 Multi Cartridge Filter
SF100 | 2943.7 | SF100 - 5-55 psi Hydro System Feeder
SF100-0202 | 1800 | SF100-0202 Axiom Pump Kit
SF100-1000 | 241.92 | SF100-1000 Axiom Float Switch
SF100-L | 3936.3 | SF100-L 100-Gallon Glycol feeders
SFP-10 | 770 | SFP-10 - 3/4", 10" Filter Housing, Full Kit
SFP-10-0900 | 64.36 | SFP-10-0900 Wrench tool for FH
SFP-20 | 1100 | SFP-20 - 1", 20" Filter Housing, Full Kit
10150 | 356.06 | 10150 - 15" Hi-Torq 125 Couplings..(4 per case)
196053 | 66 | 196053 - 2" Concentric Vent Kit
16-1445 | 19.04 | 16-1445 Cold Galvanized Spray Paint (16 oz. Can) (6 per case)
16-1700 | 12 | 16-1700 Weatheredwood Roof
CESR075H | 2.92 | CESR075H - 3/4" Cooper Tubing 2 pc Extension
CESR100H | 3.96 | CESR100H - 1" Copper Tubing 2 pc/Extension
DG PED 3 | 1837.68 | DG Ped 3 - 3/4hp Constant Pressure Booster Pump with 1" MIPT Connection 115/230v Dual electric
HF6A | 1350 | HF6A - 3 Horse Power Pump - 3 Phase
PAN91335 | 229 | PAN91335 - Panelli 1/3 HP Plastic Utility Pump w/25; cord
PAN92120 | 402.02 | PAN92120 - 3R water -tight sump & sewage basins monitor with alarm, 25' float switch & mounting clip
PAN92372 | 278.62 | PAN92372 - Panelli 1/3 HP Plastic Sump Side Discharge w/VFS
PAN93501 | 444.02 | PAN93501 - PAnelli 1/2' HP CI Sewage Ejector w/TFS
PAN93781 | 703.54 | PAN93781 - Panelli 1/2 HP SS & CI Sewage Ejector w/TFS
DI-SRKM-T45 | 42 | DI-SRKM-T45 Water Closet Flush Valve Diaphragm 4.5 GPF
DI-SRKM-U15 | 42 | DI-SRKM-U15 Urinal Flush Valve Diaphgram 1.5 GPF
MF08-AB | 19.04 | MF08-AB Flush Valve Handle Assembly(fits Sloan, Zurn, and AMTC)
DISPLAY-2 | 0 | 2' x 4' Gondola Display & Black Mamba sign "FREE"
DISPLAY-4 | 0 | 4' x 4' Gondola Display & Black Mamba sign "FREE"
1323709-B | 3.2 | 1323709-B O-Ring (P4 Thermister)
3223302-B | 3.2 | 3223302-B O-Ring - High Temp P16
3264408 | 3.2 | 3264408 O-Ring (P6)
3359808-B | 3.2 | 3359808-B - O-Ring High TempP12.5
ALSJ079 | 11.74 | ALSJ079 - High Voltage Igniter Wire
BRQL008 | 5.62 | BRQL008 - O-Ring - Water Filter
BWCD090-B | 71.02 | BWCD090-B Flow Sensor
BWCD096 | 45.94 | BWCD096 Thermister (Hot Water)
BWCD097-B | 41.8 | BWCD097-B Thermistor - Cold Water
BWCD098-B | 33.46 | BWCD098-B Thermistor (Heat Exchanger)
BWCH003 | 15.12 | BWCH003 Thermistor (Air)
CCS-V | 271.14 | CCS-V Crossover Valve Kit for NRCR92/111
CK-42 | 564 | CK-42 Conversion Kit-NRC83 Propane to Natural Gas
CK-46 | 639.98 | CK-46 Propane to Natural Gas Conv kit for NRC1111DV-OD-NCC1991DV-OD
CK-82 | 565.06 | CK-82 GQ 60 Series LP to NG
CRPJ002-B | 62.72 | CRPJ002-B - Igniter
CRPJ014-B | 15.86 | CRPJ014-B - Indicator Light
DJPL004 | 2.46 | DJPL004 - Gasket - Flame Rod
DTJD006 | 5.02 | DTJD006 - Water Filter Cap
DTJJ015 | 87.74 | DTJJ015 - GFCI Lightning Protection
DUVD017-B | 138.02 | DUVD017-B - Water Flow Sensor ..wo Thermistor Set
DUVD019-B | 158.86 | DUVD019-B Water Flow Sensor
DZTJ008 | 28.46 | DZTJ008 - Wiring Harness ..Main Wster Servo
EBTD041 | 87.74 | EBTD041 - Water Flow Sensor
EDGD101 | 108.6 | EDGD101 Water Flow Sensor
EDNJ006-B | 121.2 | EDNJ006-B - Transformer
EGBD032 | 15.86 | EGBD032 Noritz Inlet Water Filter
EGGD037 | 87.74 | EGGD037 Water Flow Sensor
EHAD008 | 564.2 | EHA008 - Mixing Valve - w Servos SET
ELVH002 | 26.66 | ELVH002 High Limit Switch
ELWD005 | 121.2 | ELWD005 Mixing Valve
EMUJ004 | 37.62 | EMUJ004 Ignitor
ENJH001 | 34.28 | ENJH001 High Limit Switch
ENKL001 | 14.32 | ENKL001 - Gasket - Manifold Plate
EPAD001 | 104.48 | EPAD001 Flow Sensor
ERDD011 | 91.98 | ERDD011 - Water Flow Sensor w/..Thermistor SET
ERDJ011 | 62.72 | ERDJ011 GFCI (Lightening Protection)
ERDJ112 | 91.98 | ERDJ112 Ignitor
ETC102-PC | 297.8 | ETC102-PC Pump Controller for HH
ETFD011 | 217.32 | ETFD011 - Water Servo - Main SET
ETFD050 | 213.12 | ETFD050 Bypass Water Servo
ETFD051 | 217.32 | ETFD051 - Water Servo- Main
ETHD-025 | 217.32 | ETHD-025 Watwr Servo (Set)
ETPD001 | 79.38 | ETPD001 - Pipe-Flow Sensor to SS Heat Exchanger
EULL003 | 3.38 | EULL003 - Gasket - Ignition Plug
EZ2-CK-1 | 267.3 | EZ2-CK-1 - Flex Vent 2" Conversion Kit
EZ2FVK-1 | 1149.42 | EZ2FVK-1 - Flex Vent 2" Kit-25 ft
FABH001 | 25.12 | FABH001 High Limit Switch (194)
FBMD011 | 217.38 | EDGD101 Main Water Servo
FDAA103 | 40.12 | FDAA103 - Wall Mounting Bracket
FDAD-016 | 13.32 | FDAD-016 Water Connector-Elbow
FHCE370 | 92.56 | FHCE370 - Std. LP Conversion Kit (GQ61)
FHCL004 | 15.02 | FHCL004 - Gasket Ignition Plug
HBC-3 | 124.74 | HBC-3 - Refill Cartridge for SS HB 3
IK-WV-200-3-TH-LF | 147.52 | IK-WV-200-3-TH-LF Lead Free 3/4 Threaded Isolation Valve
IK-WV-200-3SW-LF | 147.52 | IK-WV-200-3SW-LF Lead Free 3/4 Sweat Insolation Vlv Kit
IK-WV-300-2-TH-LF | 639.48 | IK-WV-300-2-TH-LF 1 in Threaded Isolation Valve Kit w/male 2.7 BTUH PRV-LF-RWV
NAC309 | 525.26 | NAC309 - Gas Valve Assembly
NHH199100-NG | 10825 | NHH199100-NG 119 Gallon Tank with 199BTU Tankless. 2" PVC Vent. 1.5" Water Inlet/Outlet. 317GPH. 10 Year Warranty
NRK-1 | 628.3 | NRK-1 Nortiz Tankless No Roof Vent Kit
NWC-ADAPTER | 465 | NWC-ADAPTER Nortiz Connect Wi-Fi Adapter
PC-11S | 383.56 | PC-11S Pipe Cover (G061 Models only)
PC-3S | 244.1 | PC-3S - Pipe Cover for NRC98-NPCC111
PRC-1 | 117.48 | PRC-1 Plastic Rain Cap
PVT-HL | 87.76 | PVT-HL 3"/4" Horizontal Hood / Louvre Vent Termination
QC-1 | 69.74 | QC-1 Quick Connect Cable for NC380..(2 units only)
QC-2 | 69.74 | QC-2 Quick Connect Cable ..(2 units only)
QNCJ035 | 334.32 | QNCJ035 - Operation Panel- RC-B201M SET
RC-9018M | 597.84 | RC-9018M Remote Controller
RC-CORD10 | 32.9 | RC-CORD10 10 Ft. Remote Controller Cord
RC-CORD26 | 56.82 | RC-CORD26 26' Remote Controller Chord
RC7651M-A | 321.2 | RC7651M-A Remote Control (Residential Heaters)
RPK-EXT | 948.74 | RPK-EXT External Recirculation Pump Kit..with remote controller
SAC1229 | 12.52 | SAC1229 - High Voltage Igniter Wire
SAC6082 | 0.86 | SAC6082 - Inlet Manifold Pressure Tap Screw
SAD6633B | 1.52 | SAD6633B O-Ring (P3)
SBH9490 | 225.66 | SBH9490 - Water Servo - Bypass SET
SBH9491 | 225.66 | SBH9491 - Water Servo Main SET
SC-401-12M | 2888.16 | SC-401-12M - System Controler ..(up to 12 units)
SC-401-6M | 896.74 | SC-401-6M System Controller
SHC71L4 | 773.12 | SHC71L4 - Circuit Board - GQ Models NCC1990D DVNR98 ..NC1990D DVCNR98SV
SHC71LE | 877.62 | SCH71LE - Circuit Board - ..NR83, NRC83, NRC98
SHC71LF | 731.4 | SHC71LF - Noritz Circuit Board ..NR981, NC1991, NRC1111, NCC1991
SHC71ZY | 473.62 | SHC71ZY Circuit Board
SKC7448 | 35.12 | SKC7448 - Ignition Plug w/Gasket
SKC7449 | 17.6 | SKC7449 - Flame Rod Plug w/gasket
SKC7453 | 28.46 | SKC7453 - Thermal Fuse - Multiple Units
SKC7842 | 605.94 | SKC7842 - Burner w/Gasket and Ignition Plug SET
SKD7441 | 376.18 | SKD7441 - Fan Motor w/Housing - ..Multiple Units
SKF7368 | 585.12 | SKF7368 - Gas Valve w/Manifold Plate 29 SET
SKF7381 | 638.98 | SKF7381 - Gas Valve w/Manifold Plate 36 SET
SKG7006 | 783.26 | SKG7006 - Heat Exchanger Kit..NR66-SV SET
SKG7029 | 2420.58 | SKG7029 - Heat Exchanger Kit ..NC380 ASME SET
SKG7342 | 459.86 | SKG7342 - Fan Motor w/Housing -..NR83-DVC
SKG7863 | 40.54 | SKG7863 - Thermal Fuse - NRC83, NRC98
SKH7184 | 522.4 | SKH7184 - Burner w/Gasket and Ignition Plug SET
SKH7186 | 605.94 | SKH7186 - Gas Valve w/Manifold Plate..17 SET
SKH7187 | 605.94 | SKH7187 - Gas Valve w/Manifold Plate..24 SET
SKH7189 | 50.22 | SKH7189 - Thermal Fuse ..NR981, NC1991, NRC1111, NCC1991
SKH7190 | 773.6 | SKH7190 - Heay Exchanger Kit - NCC1991-OD and NRC1111-OD - SS SET
SKH7216 | 522.4 | SKH7216 - Gas Valve w/Manifold Plate ..22 SET
SKH7358 | 919.4 | SKH7358 - Circuit Board -..NR98, NC199, NR111, NC250
SKJ70FU | 338.54 | SKJ70FU - Burner with Gasket and..Ignition Plug SET
SKJ70Q2 | 464.18 | SKJ70Q2 - Heat Exchanger Kit -..Secondary SS OD SET
SKJ70WS | 877.62 | SKJ70WS - Fan Motor with Housing -..NRC663-EZTR
SKJ70WT | 710.42 | SKJ70WT - Circuit Board - NRC663-EZTR
SKJ71J7 | 1100.14 | SKJ71J7 - Heat Exchanger Kit ..NR981-OD GQ-2857WX US
SKJ71J8 | 1134.54 | SKJ71J8 - Heat Exchanger Kit-..NR981-SV GQ-2857WX-F
SKJ71J9 | 1289.34 | SKJ71J9 - Heat Exchanger Kit-..GQ-2857-WXFFA US SET
SKJ71L5 | 990.42 | SKJ71L5 - Fan Motor with Housing -..NC380
SKJ71RC | 1289.14 | SKJ71RC - Heat Exchanger Kit - ..NR981-DVC SET
SKJ71UX | 58.52 | SKJ71UX - Noritz Inlet Gas Connection w/screw set
SKJ71VZ | 108.6 | SKJ71VZ - Ignition Plug with Gasket
SKJ71W8 | 326.02 | SKJ71W8 Gas Valve
SKJ71WF | 163.02 | SKJ71WF - Condensate Container (SET)
SKJ72MT | 116.98 | SKJ72MT Ignition Plug w/Gasket
SKJ72MV | 3880.8 | SKJ72MV Heat Exchanger
SKJ72N5 | 752.2 | SKJ72N5 Fan Motor with Housing
SKJ72QD | 54.26 | SKJ72QD Flame Lifting Detection w/ Gasket
SKJ72Y2 | 1086.58 | SKJ72Y2 Recirculation Pump
SKJ72Y9 | 129.6 | SKJ72Y9 Ignitor (Set) / Ignition Transformer
SKJ72ZA | 1048.62 | SKJ72ZA - Hex Kit - NCC1991, NRC1111,..Prima GQC3257WXUSFFUS, GQC3257WZUFFUS
SKJ7380 | 54.22 | SKJ7380 - Ignition Plug with Gasket
SKJ7381 | 58.58 | SKJ7381 - Ignition Plug w/Gasket & Plug Sleeve (SKG7311)
SPK-EZ4 | 1462.88 | SPK-EZ4 Nortiz Tankless Service Parts Kit for EZ, NRCR, CDV (GQ59, GQ60, GQ61 Series Units)
SV-CK-2-1 | 89.1 | SV-CK-2-1 2" SV Conversion Kit
VC-6-1 | 249.48 | VC-6-1 Outdoor Vent Cap
VP4-12 STRAIGHT | 57.48 | VP4-12 STRAIGHT - 4in D / 12in ..Staight SS Vent
WLB | 616.88 | WLB - Wireless On Demand Button for NRCR Series Tankless Water Heater
DELETED
SKG7011 | 648.54 | SKG7011 - Heat Exchanger Kit - ..NR71-SV SET
CHANGED
| PREVIOUS | NEW
AMK-ODR | 300 | AMK-ODR Superflow Valve Kit Only | Each | 1 | 1 |  | 1.5 lb. | 8 x 5.5 x 3.5” | 857529005814
AMK-ODR2 | 300 | AMK-ODR Superflow Valve Kit Only | Each | 1 | 1 |  | 1.5 lb. | 8 x 5.5 x 3.5” | 857529005814
TWPDP-1 | 51 | TWHDP-Plastic Tankless Water Heater Drain Pan w/1-1/2" PVC Adapter and 1" CPVC Adapter (1 pc) |  | 1 | 1 |  |  |  | 860008646750
TWHDP-1 | 51 | TWHDP-Plastic Tankless Water Heater Drain Pan w/1-1/2" PVC Adapter and 1" CPVC Adapter (1 pc) |  | 1 | 1 |  |  |  | 860008646750